## Energy Balance
INFORMATION ON ENERGY BALANCE IN COMMUNITY
Electric Power Production |  | MWh / Yr | MWh / Hr | (Averaged for 365 days/yr, 24 hrs/day)
| CCGT System (from Syngas) | 5162568.4486 | 589.3343 | 83.94%
| CCGT System (from Biogas) | 42187.5527 | 4.8159 | 0.686%
| CCGT System (from imported Natural Gas) | 0 | 0 | 0%
| Solar Power (Photovoltaic) | 612467.6352 | 69.9164 | 9.959%
| Wind Power | 332880 | 38 | 5.413%
|  | 6150103.6366 | 702.0666 | 100%
Electric Power Demand
| Power Demand (All Users) | 5489308.2759 | 626.6334
Electric Power Export
| Export Power (potential) | 660795.3607 | 75.4333 | (positive amount shows export potential)
Avoided Energy for Cooling |  | MWh / Yr | MWh / Hr
| Absorption Refrigeration (from Steam) | 221499.8644 | 25.2854
NG (Heat Value) Import for Electric Power Production |  | MWh / Yr | MWh / Hr
| NG Usage in CCGT | 0 | 0 | (no nuclear, coal, or oil in energy mix for electric power)
| Portion contributed by NG of all El. Power produced |  | 0% | (see Electric Power Plant for Efficiency)
Fossil Fuel (Heat Value) Import to Community |  | MWh / Yr | MWh / Hr | Ton / Yr
| Natual Gas Imports | 358449.3433 | 40.9189 | 12338.4637
| Gasoline / Diesel Imports | 138445.6848 | 15.8043 | 10970.3395
Heat/LQ Steam Energy Production (not from Electricity) |  | MWh / Yr | MWh / Hr | (Averaged for 365 days/yr, 24 hrs/day)
| Solar Heat (in Domiciles/Small B.) | 94332.6412 | 10.7686 | (should match the heat demand in Dom. / Sm. B.)
| Steam (LQ) / Heat (from Industry) | 2512331.5251 | 286.7958 | (Amount that is not used for El. Power Prod.)
|  | 2606664.1663 | 297.5644 | (should match the total demand)
Heat/LQ Steam Energy Demand (not from Electricity) |  | MWh / Yr | MWh / Hr
| Heating (in Domiciles/Small B.) | 88012.5 | 10.0471 | (Warm Water from Solar System)
| Usage in Absorption Refrigeration (in all buildings) | 753699.4575 | 86.0388 | (from industrial steam)
| Heating (in Industry/Farms/etc.) | 1507398.9151 | 172.0775 | (from industrial steam)
| Process Heat (in Industry/etc.) | 251233.1525 | 28.6796 | (from industrial steam)
|  | 2600344.0251 | 296.8429
Heat / LQ Steam Export
| Export Heat/LQ Steam (selected) | 0 | 0 | (positive amount shows export)
Energy Mix Summary in Community |  | MWh / Yr | MWh / Hr
| El. Power Consumption (gen. from waste and renewable Energies) | 5489308.2759 | 626.6334 | 63.93%
| Steam Usage in Community (from solar and industry) | 2600344.0251 | 296.8429 | 30.28%
| El. Power Consumption in Community (from imported NG) | 0 | 0 | 0%
| Total Fossil Fuel Import (excl. NG used for el. Power) | 496895.0281 | 56.7232 | 5.787%
| TOTAL Consumption in Community | 8586547.3291 | 980.1995 | 100%
| Electric Power Export | 660795.3607 | 75.4333 | 7.696%
| Steam Export | 0 | 0 | 0%
| TOTAL Energy Export from Community | 660795.3607 | 75.4333 | 7.696%
Note on B20: Andreas: no coal, no oil, no diesel as supplemental fuel - a change to this can be made
Note on B24: Andreas: This includes NG used in electric production, if selected
Note on B49: Andreas: Excluding el. Power produced by import of NG
Note on B52: Andreas Blutke: No Nuclear Power used in Energy Mix
Note on F8: Andreas: at about 38% of max. capacity per year. (see wind power systems)
Note on F9: Andreas: averaged over 24 hrs
Note on F20: Andreas: this is the NG Heat Value; The actual electric power is this value multiplied w/ the efficiency of the CCGT (assumed no grid losses)
Note on G25: Andreas: Typical Heat Value of Fuel Oil: 18,800 to 20,250 BTU / lb or 12.15 to 13.08 MWh/ton Selected: 12.62 MWh/ton (averaged value)

## Electric Power Demands
INFORMATION ON ELECTRIC POWER DEMANDS
Electric Power Plant (Combined Cycle Gas Turbine System)
| Total Electric Power (Demand) | MWh / hr | 664.4003 |  | OPERATIONS |  |  |  | Power Demand Distribution (24 hr day)
|  |  | Electric Power (required) | Fraction | Days / Year | Hrs / Day | SUM Hrs | Comment | Total Power MW / yr | 6 AM thru 8 AM | 8 AM thru 10 AM | 10 AM thru noon | noon thru 1 PM | 1 PM thru 5 PM | 5 PM thru 9 PM | 9 PM thru 10 PM | 10 PM thru 5 AM | 5 AM thru 6 AM
|  |  | MWh / hr | %
Power Demand by:
| Domiciles (base load) | MWh / hr | 5.7734 | 0.869% | 365 | 24 | 8760 | Base Load | 50575 | 5.7734 | 5.7734 | 5.7734 | 5.7734 | 5.7734 | 5.7734 | 5.7734 | 5.7734 | 5.7734
| Domiciles (peak load) | MWh / hr | 2.4743 | 0.3724% | 365 | 9 | 3285 | 1 PM thru 10 PM | 8128.125 | 0 | 0 | 0 | 0 | 2.4743 | 2.4743 | 2.4743 | 0 | 0
| Small Business & Organizations | MWh / hr | 19.5915 | 2.949% | 250 | 9 | 2250 | 8 AM thru 5 PM | 44080.8219 | 0 | 19.5915 | 19.5915 | 19.5915 | 19.5915 | 0 | 0 | 0 | 0
| Grain Production (Farm) | MWh / hr | 0.34797 | 0.05237% | 300 | 9 | 2700 | 8 AM thru 5 PM | 939.5194 | 0 | 0.34797 | 0.34797 | 0.34797 | 0.34797 | 0 | 0 | 0 | 0
| Fruit & Vegetable Production (Farm) | MWh / hr | 1.5329 | 0.2307% | 300 | 9 | 2700 | 8 AM thru 5 PM | 4138.9594 | 0 | 1.5329 | 1.5329 | 1.5329 | 1.5329 | 0 | 0 | 0 | 0
| Animal Farms | MWh / hr | 3.5552 | 0.5351% | 365 | 24 | 8760 | Base Load | 31143.754 | 3.5552 | 3.5552 | 3.5552 | 3.5552 | 3.5552 | 3.5552 | 3.5552 | 3.5552 | 3.5552
| Aluminum Plant | MWh / hr | 9.7691 | 1.47% | 365 | 24 | 8760 | Base Load | 85577.4375 | 9.7691 | 9.7691 | 9.7691 | 9.7691 | 9.7691 | 9.7691 | 9.7691 | 9.7691 | 9.7691
| Assembly & Manufacturing Plant | MWh / hr | 0.88889 | 0.1338% | 250 | 9 | 2250 | 8 AM thru 5 PM | 2000 | 0 | 0.88889 | 0.88889 | 0.88889 | 0.88889 | 0 | 0 | 0 | 0
| Steel Production | MWh / hr | 4.5992 | 0.6922% | 365 | 24 | 8760 | Base Load | 40288.8889 | 4.5992 | 4.5992 | 4.5992 | 4.5992 | 4.5992 | 4.5992 | 4.5992 | 4.5992 | 4.5992
| Canning Plant | MWh / hr | 0.31667 | 0.04766% | 250 | 9 | 2250 | 8 AM thru 5 PM | 712.5 | 0 | 0.31667 | 0.31667 | 0.31667 | 0.31667 | 0 | 0 | 0 | 0
| Glass Production | MWh / hr | 0.77931 | 0.1173% | 365 | 24 | 8760 | Base Load | 6826.7989 | 0.77931 | 0.77931 | 0.77931 | 0.77931 | 0.77931 | 0.77931 | 0.77931 | 0.77931 | 0.77931
| Bottling Plant | MWh / hr | 1.0932 | 0.1645% | 365 | 24 | 8760 | Base Load | 9576 | 1.0932 | 1.0932 | 1.0932 | 1.0932 | 1.0932 | 1.0932 | 1.0932 | 1.0932 | 1.0932
| Cement Plant | MWh / hr | 0.14964 | 0.02252% | 260 | 8 | 2080 | 8 AM thru 5 PM | 311.2594 | 0 | 0.14964 | 0.14964 | 0 | 0.14964 | 0 | 0 | 0 | 0
| Concrete Plant | MWh / hr | 2.012 | 0.3028% | 260 | 8 | 2080 | 8 AM thru 5 PM | 4185 | 0 | 2.012 | 2.012 | 0 | 2.012 | 0 | 0 | 0 | 0
| Lime Plant | MWh / hr | 0.46667 | 0.07024% | 300 | 9 | 2700 | 8 AM thru 5 PM | 1260 | 0 | 0.46667 | 0.46667 | 0.46667 | 0.46667 | 0 | 0 | 0 | 0
| Construction Business | MWh / hr | 0.55434 | 0.08343% | 250 | 9 | 2250 | 8 AM thru 5 PM | 1247.26 | 0 | 0.55434 | 0.55434 | 0.55434 | 0.55434 | 0 | 0 | 0 | 0
| Textile Plant | MWh / hr | 0.88889 | 0.1338% | 250 | 9 | 2250 | 8 AM thru 5 PM | 2000 | 0 | 0.88889 | 0.88889 | 0.88889 | 0.88889 | 0 | 0 | 0 | 0
| Solar System Production Plant | MWh / hr | 14.25 | 2.145% | 365 | 24 | 8760 | Base Load | 124830 | 14.25 | 14.25 | 14.25 | 14.25 | 14.25 | 14.25 | 14.25 | 14.25 | 14.25
| Wind Systems Production Plant | MWh / hr | 15.6379 | 2.354% | 250 | 9 | 2250 | 8 AM thru 5 PM | 35185.1852 | 0 | 15.6379 | 15.6379 | 15.6379 | 15.6379 | 0 | 0 | 0 | 0
| Wood Mill | MWh / hr | 1.3639 | 0.2053% | 365 | 24 | 8760 | Base Load | 11947.5 | 1.3639 | 1.3639 | 1.3639 | 1.3639 | 1.3639 | 1.3639 | 1.3639 | 1.3639 | 1.3639
| Pulping Process | MWh / hr | 5.6047 | 0.8436% | 365 | 24 | 8760 | Base Load | 49096.7777 | 5.6047 | 5.6047 | 5.6047 | 5.6047 | 5.6047 | 5.6047 | 5.6047 | 5.6047 | 5.6047
| Paper Production | MWh / hr | 0.85482 | 0.1287% | 365 | 24 | 8760 | Base Load | 7488.2447 | 0.85482 | 0.85482 | 0.85482 | 0.85482 | 0.85482 | 0.85482 | 0.85482 | 0.85482 | 0.85482
| Furniture Manufacturing | MWh / hr | 0.42037 | 0.06327% | 250 | 9 | 2250 | 8 AM thru 5 PM | 945.8438 | 0 | 0.42037 | 0.42037 | 0.42037 | 0.42037 | 0 | 0 | 0 | 0
| Tree Farm | MWh / hr | 0.084189 | 0.01267% | 365 | 24 | 8760 | Base Load | 737.5 | 0.084189 | 0.084189 | 0.084189 | 0.084189 | 0.084189 | 0.084189 | 0.084189 | 0.084189 | 0.084189
| Meat Processing | MWh / hr | 0.37575 | 0.05655% | 365 | 24 | 8760 | Base Load | 3291.5547 | 0.37575 | 0.37575 | 0.37575 | 0.37575 | 0.37575 | 0.37575 | 0.37575 | 0.37575 | 0.37575
| Dairy Products | MWh / hr | 1.3473 | 0.2028% | 365 | 24 | 8760 | Base Load | 11802.7643 | 1.3473 | 1.3473 | 1.3473 | 1.3473 | 1.3473 | 1.3473 | 1.3473 | 1.3473 | 1.3473
| Grain Processing | MWh / hr | 0.51896 | 0.07811% | 275 | 24 | 6600 | Base Load | 3425.1111 | 0.51896 | 0.51896 | 0.51896 | 0.51896 | 0.51896 | 0.51896 | 0.51896 | 0.51896 | 0.51896
| Fruit & Vegetables (fresh) Processing | MWh / hr | 4.7398 | 0.7134% | 150 | 24 | 3600 | May thru Sept. | 17063.1424 | 4.7398 | 4.7398 | 4.7398 | 4.7398 | 4.7398 | 4.7398 | 4.7398 | 4.7398 | 4.7398
| Fruit & Veg.s (canned & frozen) Processing | MWh / hr | 2.6597 | 0.4003% | 150 | 24 | 3600 | May thru Sept. | 9574.9352 | 2.6597 | 2.6597 | 2.6597 | 2.6597 | 2.6597 | 2.6597 | 2.6597 | 2.6597 | 2.6597
| Transportation Systems | MWh / hr | 16.2565 | 2.447% | 365 | 24 | 8760 | Base Load | 142407.3571 | 16.2565 | 16.2565 | 16.2565 | 16.2565 | 16.2565 | 16.2565 | 16.2565 | 16.2565 | 16.2565
| Gasification System | MWh / hr | 442.9299 | 66.67% | 365 | 24 | 8760 | Base Load | 3880065.9494 | 442.9299 | 442.9299 | 442.9299 | 442.9299 | 442.9299 | 442.9299 | 442.9299 | 442.9299 | 442.9299
| Plasma Melter | MWh / hr | 44.4368 | 6.688% | 365 | 24 | 8760 | Base Load | 389266.016 | 44.4368 | 44.4368 | 44.4368 | 44.4368 | 44.4368 | 44.4368 | 44.4368 | 44.4368 | 44.4368
| Waste Water Treatment Plant | MWh / hr | 24.2289 | 3.647% | 365 | 24 | 8760 | Base Load | 212245.589 | 24.2289 | 24.2289 | 24.2289 | 24.2289 | 24.2289 | 24.2289 | 24.2289 | 24.2289 | 24.2289
| Digester (Biogas Plant) | MWh / hr | 0.69766 | 0.105% | 365 | 24 | 8760 | Base Load | 6111.4807 | 0.69766 | 0.69766 | 0.69766 | 0.69766 | 0.69766 | 0.69766 | 0.69766 | 0.69766 | 0.69766
| Electric Power Plant (CCGT) | MWh / hr | 33.2 | 4.997% | 365 | 24 | 8760 | Base Load | 290832 | 33.2 | 33.2 | 33.2 | 33.2 | 33.2 | 33.2 | 33.2 | 33.2 | 33.2
[8 empty] | DEMAND | yr-round | 6 to 8 | 8 to 10 | 10 to noon | noon to 1 | 1 to 5 | 5 to 9 | 9 to 10 | 10 to 5 | 5 to 6
[9 empty] | MWh / Yr | MWh / hr | MWh / hr | MWh / hr | MWh / hr | MWh / hr | MWh / hr | MWh / hr | MWh / hr | MWh / hr
[8 empty] | Baseload (BL) | 5384173.8018 | 619.1183 | 619.1183 | 619.1183 | 619.1183 | 619.1183 | 619.1183 | 619.1183 | 619.1183 | 619.1183
[8 empty] | Peakload (PL) | 105134.4741 | 0 | 42.8077 | 42.8077 | 40.6461 | 45.2821 | 2.4743 | 2.4743 | 0 | 0
[8 empty] | SUM | 5489308.2759 | 619.1183 | 661.926 | 661.926 | 659.7643 | 664.4003 | 621.5926 | 621.5926 | 619.1183 | 619.1183
PRODUCTION
[8 empty] | CCGT (BL) | 5204756.0014 | 594.1502 | 594.1502 | 594.1502 | 594.1502 | 594.1502 | 594.1502 | 594.1502 | 594.1502 | 594.1502
[8 empty] | Wind Power (BL) | 332880 | 38 | 38 | 38 | 38 | 38 | 38 | 38 | 38 | 38
|  |  | SUM Solar PV : |  | 612467.6352 |  | 75% | Solar (PV) BL | 459350.7264 | 52.4373 | 52.4373 | 52.4373 | 52.4373 | 52.4373 | 52.4373 | 52.4373 | 52.4373 | 52.4373
|  |  | 365 | 9 | 3285 |  | 25% | Solar (PV) PL | 153116.9088 | 0 | 46.6109 | 46.6109 | 46.6109 | 46.6109 | 0 | 0 | 0 | 0
|  |  | dys/yr | hr/day | hr/yr |  |  | SUM | 6150103.6366 | 684.5875 | 731.1985 | 731.1985 | 731.1985 | 731.1985 | 684.5875 | 684.5875 | 684.5875 | 684.5875
[8 empty] | POWER BALANCE | 660795.3607 | 65.4693 | 69.2725 | 69.2725 | 71.4341 | 66.7981 | 62.9949 | 62.9949 | 65.4693 | 65.4693
[9 empty] | Note: | 1. Only if the sum in the balance becomes negative, increase NG usage
2. Values in row Q provide year-around numbers
3. Values in R 53 thru Z 53 are calculated as 356 day/yr load, -> causing the negative values
Note on C40: Andreas: Induction-Coupled Plasma Gasification System
Note on C41: Andreas: Plasma Vitrification System (Melter)
Note on H34: Andreas Blutke: 6600 hrs / yr according to pnl-4854 (A.1), but how about no. of days?
Note on H36: Andreas Blutke: 1600 Hrs / Yr, 2.5 months, 2.5 shifts
Note on P11: Andreas Blutke: Spikes for seeding and harvest
Note on P12: Andreas Blutke: Spikes for seeding and harvest
Note on P38: Andreas: Re-charging of Batteries mainly at off-peak times
Note on P57: Andreas: BL: Base load (This requires energy storage capability) PL: Peakload

## CCGT System
INFORMATION ON ELECTRIC POWER GENERATION
Electric Power Plant (Combined Cycle Gas Turbine System)
|  | Total Peak Power Demand | MWh / hr | 664.4003
|  | Specific Energy Usage | MW/MW pr. | 0.05
664
|  | Operation (CCGT) | Hrs / Yr | 8760
|  | Electric Power Usage | MWh / hr | 33.2
|  | Waste Ratio 1 (Recyclable) | ton w/ MWh pr. | 0%
|  | Waste Production (Recyclable TBD) | ton / yr | 0
|  | Waste Ratio 2 | ton w/ MWh pr. | 0.001
|  | Waste Production (Non-Fuel Waste TBD) | ton / yr | 5820.1468
|  | Waste Ratio 3 | ton w/ MWh pr. | 0
|  | Waste Production (Fuel Waste TBD) | ton / yr | 0
|  | Waste Water Ratio | ton w.w./ MWh | 0.1
|  | Waste Water Production | ton / yr | 582014.6809
Electric Power Production
|  | Syngas Supply (from Gasifier) | ton / hr | 201.976
| SG Heat Value (32vol-% CO, 62% H2, 5% CO2, 1%CH4) |  | Btu / lb | 8523
|  |  | MWh / ton | 5.5054 | MWh / Yr | MWh / Yr
|  | Syngas Power | MWh / hr | 1111.9515 | 9740695.1861 | 5162568.4486
|  | Biogas Import (from Digester) | ton / hr | 1.6693
|  | Biogas (60 vol.-% CH4, Bal. CO2) Heat Value | Btu / lb | 8427
|  |  | MWh / ton | 5.4434 | MWh / Yr | MWh / Yr
|  | Biogas Power | MWh / hr | 9.0867 | 79599.156 | 42187.5527
|  |  | Desired Portion SG (Balance Biogas, NG) | 90%
|  | Power required from NG (or Biogas) | MWh / hr | 123.5502
|  | Difference Biogas Power to min. NG | MWh / hr | -114.4635
|  | Additional NG Usage | ton / hr | 0
|  | NG Heat Value (88 vol.-% CH4, Bal. CO2) | Btu / lb | 17371
|  |  | MWh / ton | 11.2207 | MWh / Yr | MWh / Yr
|  | Additional NG Power | MWh / hr | 0 | 0 | 0
|  |  | SG Fraction in total Fuel Gas (Bal.: Biogas, NG) | 99.19%
|  | Gasoline / Diesel Usage | MWh / Yr | 0
[5 empty] | MWh / Yr | MWh / Yr
|  | Total Fuel Gas Input Power | MWh / hr | 1121.0382 | 9820294.3422 | 5204756.0014
|  | CCGT Efficiency |  | 53% | MWh / Yr
|  | Electric Power Output | MWh / hr | 594.1502 | 5204756.0014
|  | System (e.g., Heat) Losses |  | 20%
Use of STEAM
|  | Steam (LQ)/Heat Demand | MWh / hr | 0
|  | Steam (HQ) Demand | MWh / hr | 0
|  | Steam (LQ)/Heat Production | MWh / hr | 302.6803
|  | Steam (HQ) Production | MWh / hr | 0
|  | Net Power for Export (from Community) | MWh / hr | 75.4333
12.7%
Staffing Requirements (for utilities)
|  | Staffing Category 1 | (e.g., Engineering) | 15
|  | Staffing Category 2 | (e.g., Technical) | 80
|  | Staffing Category 3 | (e.g., Man'mt, Admin) | 20
|  | Staffing Category 4 | (other) | 30
|  |  | Total Staff | 145
Note on F8: Andreas Blutke: type in the above value
Note on F20: Andreas Blutke: this number needs to be entered manually into waste water treatment plant G37
Note on F24: Andreas: Source: Perry's Chemical Handbook Heat of Comb. For CH4 (25 ºC, H2O liquid) confimred by Calculations by TCC
Note on F29: Andreas: Source: Perry's Chemical Handbook Heat of Comb. For CH4 (25 ºC, H2O liquid) confirmed by Calculations by TCC
Note on F33: Andreas: Only few combustion turbines allow to operate on pure syngas mixtures. Typical max SG value is 90%, but 100% is possible.
Note on F35: Andreas Blutke: If positive, no additional NG needed
Note on F38: Andreas: Source: Perry's Chemical Handbook Heat of Comb. For CH4 (25 ºC, H2O liquid) confirmed by Calculations by TCC
Note on F40: Andreas Blutke: NG Power is reduced by use of Solar Energy
Note on F47: Andreas: Source [6]: CCGT Efficiency 52 to 58%, Source: General Electric (GE): 60% Source: International GT Institute combined efficiency: 45% to 55%
Note on F56: Andreas Blutke: Positive Amount indicates Export, negative indicates Import
Enter this value
Adjust Here

## Steam
Information on Steam Demand and Usage
Fossil Fuel Usage in Community
|  |  | Total Demand (Import) | MWh / yr | 306525 | 364275 |  | 2791479.4724 | 210000 | Operation
[5 empty] | Steam Demand |  |  | Steam Production |  | Hrs / Yr
[5 empty] | LQ | HQ |  | LQ | HQ
Power Demand by:
|  |  | Domiciles | MWh / yr | 0 | 0 |  | 0 | 0 | 8760
|  |  | Small Business & Organizations | MWh / yr | 0 | 0 |  | 0 | 0 | 2250
|  |  | Grain Production (Farm) | MWh / yr | 0 | 0 |  | 0 | 0 | 2700
|  |  | Fruit & Vegetable Production (Farm) | MWh / yr | 0 | 0 |  | 0 | 0 | 2700
|  |  | Animal Farms | MWh / yr | 0 | 0 |  | 0 | 0 | 8760
|  |  | Aluminum Plant | MWh / yr | 0 | 0 |  | 0 | 0 | 8760
|  |  | Assembly & Manufacturing Plant | MWh / yr | 10000 | 20000 |  | 0 | 0 | 2250
|  |  | Steel Production | MWh / yr | 140000 | 210000 |  | 140000 | 210000 | 8760
|  |  | Canning Plant | MWh / yr | 0 | 0 |  | 0 | 0 | 2250
|  |  | Glass Production | MWh / yr | 0 | 0 |  | 0 | 0 | 8760
|  |  | Bottling Plant | MWh / yr | 0 | 0 |  | 0 | 0 | 8760
|  |  | Cement Plant | MWh / yr | 0 | 0 |  | 0 | 0 | 2080
|  |  | Concrete Plant | MWh / yr | 0 | 0 |  | 0 | 0 | 2080
|  |  | Lime Plant | MWh / yr | 20000 | 40000 |  | 0 | 0 | 2700
|  |  | Construction Business | MWh / yr | 0 | 0 |  | 0 | 0 | 2250
|  |  | Textile Plant | MWh / yr | 4000 | 6000 |  | 0 | 0 | 2250
|  |  | Solar System Plant | MWh / yr | 131400 | 87600 |  | 0 | 0 | 8760
|  |  | Wind Systems Production | MWh / yr | 1125 | 675 |  | 0 | 0 | 2250
|  |  | Wood Mill | MWh / yr | 0 | 0 |  | 0 | 0 | 8760
|  |  | Pulping Process | MWh / yr | 0 | 0 |  | 0 | 0 | 8760
|  |  | Paper Production | MWh / yr | 0 | 0 |  | 0 | 0 | 8760
|  |  | Furniture Manufacturing | MWh / yr | 0 | 0 |  | 0 | 0 | 2250
|  |  | Tree Farm | MWh / yr | 0 | 0 |  | 0 | 0 | 8760
|  |  | Meat Processing | MWh / yr | 0 | 0 |  | 0 | 0 | 8760
|  |  | Dairy Products | MWh / yr | 0 | 0 |  | 0 | 0 | 8760
|  |  | Grain Processing | MWh / yr | 0 | 0 |  | 0 | 0 | 6600
|  |  | Fruit & Vegetables (fresh) Processing | MWh / yr | 0 | 0 |  | 0 | 0 | 3600
|  |  | Fruit & Veg.s (canned/frozen) Processing | MWh / yr | 0 | 0 |  | 0 | 0 | 3600
|  |  | Gasification System | MWh / yr | 0 | 0 |  | 0 | 0 | 8760
|  |  | Plasma Melter | MWh / yr | 0 | 0 |  | 0 | 0 | 8760
|  |  | Waste Water Treatment Plant | MWh / yr | 0 | 0 |  | 0 | 0 | 8760
|  |  | Digester (Biogas Plant) | MWh / yr | 0 | 0 |  | 0 | 0 | 8760
|  |  | Electric Power Plant (CCGT) | MWh / yr | 0 | 0 |  | 2651479.4724 | 0 | 8760
|  |  | Total Steam | MWh / yr | 306525 | 364275 |  | 2791479.4724 | 210000
|  |  | Av. Efficiency in Distribution |  |  |  |  | 90% | 90%
|  |  | Steam Availability | MWh / yr |  |  |  | 2512331.5251 | 189000
|  |  | Usage for Electric Power Production |  |  |  |  | 30% | 70%
|  |  | Usage for Building Heating |  |  |  |  | 60% | 0%
|  |  | Usage for Process Heat |  |  |  |  | 10% | 30%
|  |  | For Export |  |  |  |  | 0% | 0%
|  |  | Usage for Cooling in Buildings | MWh / yr |  |  |  | 753699.4575 | 132300
|  |  | Usage for Building Heating | MWh / yr | 1507398.9151 | 0 |  | 1507398.9151 | 0
|  |  | Usage for Process Heat | MWh / yr |  |  |  | 251233.1525 | 56700
|  |  | For Export | MWh / yr |  |  |  | 0 | 0
|  |  | Balance (Demand minus available Steam) | MWh / yr | -1200873.9151 | 364275 | (negative amount indicates surplus steam available)
| Note: | The full usage of steam requires determination of the quality of steam/heat on a case-by-case basis.
Low Quality (LQ) steam may have different distribution efficiencies than High Quality (HQ) steam.
Absorption Refrigeration for Cooling of all type of buildings (Domiciles, business, industry)
|  |  | Steam Quality required | TBD
|  |  | Availability | MWh / yr |  |  |  | 753699.4575 | 132300
|  |  | Energy Efficiency |  |  |  |  | 25% | 25%
|  |  | Cooling energy from Absoption | MWh / yr |  |  |  | 188424.8644 | 33075
Note on D8: Andreas Blutke: LQ Heat is provided by Solar Systems
Note on D9: Andreas Blutke: LQ Heat is provided by Solar Systems
Note on D37: Andreas: Induction-Coupled Plasma Gasification System
Note on D38: Andreas: Plasma Vitrification System (Melter)

## Fossil Fuel Usage
Information on Fossil Fuel Usage
Fossil Fuel Usage in Community
|  | Total Demand (Import) | MWh / yr | 358449.3433 |  | 138445.6848 |  | Operation
|  |  |  | Natural Gas (NG) | Fraction | Gasoline, Diesel | Fraction | Hrs / Yr
[5 empty] | % |  | %
Power Demand by:
|  | Domiciles | MWh / yr | 12750 | 3.557% | 0 | 0% | 8760
|  | Small Business & Organizations | MWh / yr | 5510.1027 | 1.537% | 5510.1027 | 3.98% | 2250
|  | Grain Production (Farm) | MWh / yr | 4620.279 | 1.289% | 11402.4624 | 8.236% | 2700
|  | Fruit & Vegetable Production (Farm) | MWh / yr | 4138.9594 | 1.155% | 8277.9189 | 5.979% | 2700
|  | Animal Farms | MWh / yr | 45465.4194 | 12.68% | 20377.8563 | 14.72% | 8760
|  | Aluminum Plant | MWh / yr | 2702.4454 | 0.7539% | 1801.6303 | 1.301% | 8760
|  | Assembly & Manufacturing Plant | MWh / yr | 250 | 0.06974% | 250 | 0.1806% | 2250
|  | Steel Production | MWh / yr | 152833.3333 | 42.64% | 0 | 0% | 8760
|  | Canning Plant | MWh / yr | 37.5 | 0.01046% | 0 | 0% | 2250
|  | Glass Production | MWh / yr | 29398.9308 | 8.202% | 13191.7824 | 9.528% | 8760
|  | Bottling Plant | MWh / yr | 504 | 0.1406% | 0 | 0% | 8760
|  | Cement Plant | MWh / yr | 68.4771 | 0.0191% | 865.3011 | 0.625% | 2080
|  | Concrete Plant | MWh / yr | 920.7 | 0.2569% | 11634.3 | 8.404% | 2080
|  | Lime Plant | MWh / yr | 12180 | 3.398% | 560 | 0.4045% | 2700
|  | Construction Business | MWh / yr | 0 | 0% | 4989.04 | 3.604% | 2250
|  | Textile Production | MWh / yr | 100 | 0.0279% | 100 | 0.07223% | 2250
|  | Solar System Plant | MWh / yr | 6570 | 1.833% | 0 | 0% | 8760
|  | Wind Systems Production | MWh / yr | 6597.2222 | 1.84% | 2199.0741 | 1.588% | 2250
|  | Wood Mill | MWh / yr | 3982.5 | 1.111% | 3982.5 | 2.877% | 8760
|  | Pulping Process | MWh / yr | 7013.8254 | 1.957% | 14027.6508 | 10.13% | 8760
|  | Paper Production | MWh / yr | 7488.2447 | 2.089% | 22464.7341 | 16.23% | 8760
|  | Furniture Manufacturing | MWh / yr | 94.5844 | 0.02639% | 94.5844 | 0.06832% | 2250
|  | Tree Farm | MWh / yr | 737.5 | 0.2057% | 1475 | 1.065% | 8760
|  | Meat Processing | MWh / yr | 4669.2621 | 1.303% | 4735.6264 | 3.421% | 8760
|  | Dairy Products | MWh / yr | 18068.5681 | 5.041% | 7382.7705 | 5.333% | 8760
|  | Grain Processing | MWh / yr | 5020.2644 | 1.401% | 232.3891 | 0.1679% | 6600
|  | Fruit & Vegetables (fresh) Processing | MWh / yr | 19250.7248 | 5.371% | 145.8388 | 0.1053% | 3600
|  | Fruit & Veg.s (canned/frozen) Processing | MWh / yr | 7476.5 | 2.086% | 2745.1227 | 1.983% | 3600
|  | Gasification System | MWh / yr | 0 | 0% | 0 | 0% | 8760
|  | Plasma Melter | MWh / yr | 0 | 0% | 0 | 0% | 8760
|  | Waste Water Treatment Plant | MWh / yr | 0 | 0% | 0 | 0% | 8760
|  | Digester (Biogas Plant) | MWh / yr | 0 | 0% | 0 | 0% | 8760
|  | Electric Power Plant (CCGT) | MWh / yr | 0 | 0% | 0 | 0% | 8760
|  | Total Power Demand | MWh / yr | 358449.3433 |  | 138445.6848
Note on D37: Andreas: e.g., with Induction-Coupled Plasma Gasification System
Note on D38: Andreas: Plasma Vitrification System (Melter)

## Production Overview
INFORMATION ON PRODUCTION IN COMMUNITY
|  |  |  | Production by Community |  | Processing
| Domiciles |  |  | 0
| Small Business & Organizations |  | ton / yr | TBD
| Farming | Grain | ton / yr | 14056.9718
| Grain Processing |  | ton / yr |  |  | 14056.9718
| Farming | Fruit & Vegetables | ton / yr | 36422.8431
| Fruit & Vegetables (fresh) Processing |  | ton / yr |  |  | 17960.4463
| Fruit & Veg.s (canned & frozen) Processing |  | ton / yr |  |  | 18462.3968
| Animal Farms | Total | ton / yr | 8311.2129
|  | Cattle | ton / yr |  | 2592.307
|  | Swine | ton / yr |  | 1670.371
|  | Chicken | ton / yr |  | 2072.757
|  | Turkey | ton / yr |  | 498.866
|  | Fish | ton / yr |  | 1476.9119
| Meat Processing |  | ton / yr |  |  | 8311.2129
| Dairy Products |  | ton / yr |  |  | 21451.5772
|  | Cheese | ton / yr |  | 1060.7942
|  | Milk | ton / yr |  | 2072.8122
|  | Other | ton / yr |  | 20120.6387
|  | Other Food Products | ton / yr
| Tree Farm |  | ton / yr | 29500
|  | Wood Mill | ton / yr |  |  | 39825
|  | Pulping Process | ton / yr |  |  | 52531.6412
|  | Paper Production | ton / yr |  | 18720.6117
|  | Furniture | ton / yr |  | 1418.7656
| Aluminum Plant |  | ton / yr | 12000
| Assembly & Manufacturing Plant |  | ton / yr | 10000
| Steel Production |  | ton / yr | 70000
| Canning Plant |  | ton / yr | 5000
| Glass Production |  | ton / yr | 24000
| Bottling Plant |  | ton / yr | 20160
| Cement Plant |  | ton / yr | 4150.125
| Concrete Plant |  | ton / yr | 55800
| Lime Plant |  | ton / yr | 20000
| Construction Business |  | ton / yr | 155907.5
| Textile Production |  | ton / yr | 2000
| Solar (PV) cell Production |  | MW online capacity / yr | 5
|  | Solar Cells | m2 / yr | 165517.2414
| Wind Systems Plant |  | MW online capacity / yr | 50
| Gasification System | Gasifier | ton / yr |  |  | 1432639.7352
|  | SG Production | ton / yr | 1769310.0729
| Plasma Melter | Melter | ton / yr |  |  | 169246.0939
|  | Slag production | ton / yr | 228482.2268
21224558.9002
| Waste Water Treatment Plant | Clean Water | ton / yr | 19420471.3937
611148.07
| Digester (Biogas Plant) | CH4 Production | ton / yr | 14623.1843
| Electric Power Plant (CCGT) | CCGT (SG/CH4) | ton / yr |  |  | 1783933.2573
|  | Power Production | MHh / yr | 5204756.0014
|  | Heat Production | MHh / yr | 2651479.4724
Note on C44: Andreas: Induction-Coupled Plasma Gasification System
Note on C46: Andreas: Plasma Vitrification System (Melter)

## Materials Import & Export
Overview on Materials Import and Export
|  | Subsystem | Materials |  | Import | Export
| GOODS / MATERIALS |  |  |  | Materials may be available within community limits
|  | Domiciles | TBD | ton / yr | TBD
|  |  | TBD | ton / yr |  | TBD
|  | Small Business & Organizations | TBD | ton / yr | TBD
|  |  | TBD | ton / yr |  | TBD
|  | Grain Production (Farm) | TBD | ton / yr | TBD
|  |  | (all grain processed) | ton / yr |  | 0
|  | Fruit & Vegetable Production (Farm) | TBD | ton / yr | TBD
|  |  | (all fruit & veg. processed) | ton / yr |  | 0
|  | Animal Farms | TBD | ton / yr | TBD
|  |  | Eggs | ton / yr |  | 229.3421
|  |  | Animals (no exports) | ton / yr |  | N/A
|  |  | Milk (see Dairy Products) | ton / yr |  | N/A
|  | Meat Processing | TBD | ton / yr | TBD
|  |  | Cattle (Meat) | ton / yr |  | 864.1023
|  |  | Swine (Meat) | ton / yr |  | 556.7903
|  |  | Chicken (Meat) | ton / yr |  | 592.2163
|  |  | Turkey (Meat) | ton / yr |  | 115.1229
|  |  | Fish (Meat) | ton / yr |  | 738.456
|  | Dairy Products | TBD | ton / yr | TBD
|  |  | Cheese (nat. & processed) | ton / yr |  | 67.1836
|  |  | Milk (cond. & evapor.) | ton / yr |  | 83.7448
|  |  | Milk ( fluid) | ton / yr |  | 558.827
|  |  | Other (frozen, yoghurt, etc.) | ton / yr |  | 5678.5709
|  | Grain Processing | TBD | ton / yr | TBD
|  |  | Wheat Flour | ton / yr |  | 1018.5521
|  |  | Corn Products | ton / yr |  | 157.1714
|  |  | Rice | ton / yr |  | 176.9028
|  |  | Other | ton / yr |  | 53.0709
|  | Fruit & Vegetables (fresh) Processing | TBD | ton / yr | TBD
|  |  | Fruit (fresh, processed) | ton / yr |  | 731.0714
|  |  | Vegetable (fresh, processed) | ton / yr |  | 1064.9732
|  | Fruit & Veg.s (canned/frozen) Processing | TBD | ton / yr | TBD
|  |  | Fruit (canned, frozen) | ton / yr |  | 867.4862
|  |  | Vegetable (canned, frozen) | ton / yr |  | 978.7535
|  | Tree Farm | TBD | ton / yr | TBD
|  |  | Trees (unprocessed) | ton / yr |  | 0
|  | Wood Mill |  | ton / yr | TBD
|  |  | Lumber | ton / yr |  | 2942.625
|  | Pulping Process |  | ton / yr | TBD
|  |  | Pulp | ton / yr |  | 0
|  | Paper Production |  | ton / yr | TBD
|  |  |  | ton / yr |  | 1970.6117
|  | Furniture Manufacturing |  | ton / yr | TBD
|  |  |  | ton / yr |  | 283.7531
|  | Steel Production | Iron Ore | ton / yr | 65284.5312
|  |  | Coal | ton / yr | 27541.9116
|  |  | Limestone | ton / yr | 1813.4592
|  |  | Oxygen | ton / yr | 5591.4992
|  |  | Cold Rolled Steel Products | ton / yr |  | 1060
|  |  | Hot Rolled Steel Products | ton / yr |  | 1060
|  | Canning Plant |  | ton / yr | TBD
|  |  |  | ton / yr |  | 750
|  | Glass Production | Sand stone | ton / yr | 3990
|  |  | Limestone | ton / yr | 1507.5
|  |  | Soda | ton / yr | 1092
|  |  | Glass Products | ton / yr |  | 2400
|  | Bottling Plant |  | ton / yr | TBD
|  |  | Bottles (glass & content) | ton / yr |  | 5616
|  | Aluminum Plant | Bauxite | ton / yr | 10694.25
|  |  | TBD | ton / yr | 777.2625
|  |  | TBD | ton / yr | 2006.55
|  |  | Aluminum Products | ton / yr |  | 1800
|  | Cement Plant | Clay | ton / yr | 3320.1
|  |  | Limestone | ton / yr | 1245.0375
|  |  | Coal (Coke) | ton / yr | 311.2594
|  |  | Gypsum | ton / yr | 207.5062
|  |  | Cement Products | ton / yr |  | 830.025
|  | Concrete Plant | Sand | ton / yr | 63187.92
|  |  | Aggregate (Stone) | ton / yr | 22320
|  |  | Concrete Product | ton / yr |  | 11160
|  | Lime Plant | Limestone | ton / yr | 36000
|  |  | Coke | ton / yr | 2380 | 0
|  |  | Coal | ton / yr | 60
|  |  | Lime Products | ton / yr |  | 4000
|  | Construction Business | Gravel & Sand | ton / yr | 10000
|  |  | Construction Products | ton / yr |  | 62363
|  | Assembly & Manufacturing Plant | TBD | ton / yr | TBD
|  |  |  | ton / yr |  | 2500
|  | Solar System Plant | Sand (Silicon basis) | ton / yr | 5000
|  |  |  | MW cap. online/yr |  | 4.5
|  | Wind Systems Plant | TBD | ton / yr | TBD
|  |  |  | MW cap. online/yr |  | 90
|  | IMPORT/EXPORT GOODS & MATERIALS |  | ton / yr | 264330.7868 | 113268.3526
WASTE STREAMS
|  | Waste Conversion System 1 (Gasification) | Fuel Waste | ton / yr | 400000
|  | Waste Conversion System 2 (Vitrification) | Non-Fuel Waste | ton / yr | 0
|  | Waste Water Treatment Plant | Waste Water | ton / yr | 5000000
|  | Digester | Sewage/ Manure | ton / yr | 0
0
|  | Electric Power Plant |  | ton / yr | 0
|  | IMPORT/EXPORT WASTE STREAMS |  | SUM | 5400000 | 0
ENERGY / FUELS
|  |  | Electric Power | MWh / yr |  | 660795.3607
|  |  | NG | MWh / yr | 358449.3433
|  |  | Gasoline / Diesel | MWh / yr | 138445.6848
|  |  | Steam / Direct Heat | MWh / yr |  | 0
|  | IMPORT/EXPORT ENERGY/FUELS |  | MWh / yr | 496895.0281 | 660795.3607
Note on D54: Andreas Blutke: Products from Cold Rolling: Coils, Sheets, Strips
Note on D55: Andreas Blutke: Products from Hot Rolling: a) LONG Products : Wire, Bars, Rods, Rails, Profiles and Structurals, Beams b) FLAT Products : Plates, Sheet coils, Sheets, Strips
Note on D61: Andreas Blutke: other than bottles
Note on I103: Andreas Blutke: Negative Amount implies Import
Note on I109: Andreas Blutke: Negative Value implies Import

## Gasification System
Information on Waste Treatment Plants
Waste Conversion System 1 (Gasification of Fuel Waste)
|  | Total Fuel Waste | ton / yr | 1432639.7352
|  |  | ton/hr | 163.5433 |  | Specific
|  |  |  | Fuel Waste | Fraction | Fuel Content | Fuel Content
|  |  |  | ton/yr | % | MWh / ton | MWh / yr
|  | Domiciles | ton / yr | 36500 | 2.548% | 0.3 | 10950
|  | Small Business & Organizations | ton / yr | 3375 | 0.2356% | 0.3 | 1012.5
|  | Grain Production (Farm) | ton / yr | 20260.1379 | 1.414% | 0.6 | 12156.0827
|  | Fruit & Vegetable Production (Farm) | ton / yr | 63966.135 | 4.465% | 0.5 | 31983.0675
|  | Animal Farms | ton / yr | 13217.2453 | 0.9226% | 0.5 | 6608.6227
|  | Aluminum Plant | ton / yr | 875.625 | 0.06112% | 0.3 | 262.6875
|  | Assembly & Manufacturing Plant | ton / yr | 400 | 0.02792% | 0.2 | 80
|  | Metal Forming Plant | ton / yr | 3500 | 0.2443% | 0.2 | 700
|  | Canning Plant | ton / yr | 100 | 0.00698% | 0.2 | 20
|  | Glass Production | ton / yr | 2400 | 0.1675% | 0.2 | 480
|  | Bottling Plant | ton / yr | 806.4 | 0.05629% | 0.2 | 161.28
|  | Construction Business | ton / yr | 15590.75 | 1.088% | 0.3 | 4677.225
|  | Cement Plant | ton / yr | 0 | 0% | 0.2 | 0
|  | Concrete Plant | ton / yr | 0 | 0%
|  | Lime Plant | ton / yr | 2000 | 0.1396% | 0.2 | 400
|  | Textile Plant | ton / yr | 100 | 0.00698% | 0.2 | 20
|  | Solar System Plant | ton / yr | 2.5 | 0.0001745% | 0.2 | 0.5
|  | Wind Power Production | ton / yr | 25 | 0.001745%
|  | Wood Mill | ton / yr | 1991.25 | 0.139% | 0.5 | 995.625
|  | Pulping Process | ton / yr | 44484.0813 | 3.105% | 0.8 | 35587.265
|  | Paper Production | ton / yr | 18720.6117 | 1.307% | 0.8 | 14976.4894
|  | Furniture Manufacturing | ton / yr | 18.9169 | 0.00132% | 0.7 | 13.2418
|  | Tree Farm | ton / yr | 2096.0526 | 0.1463% | 0.6 | 1257.6316
|  | Meat Processing | ton / yr | 5966.4531 | 0.4165% | 0.5 | 2983.2265
|  | Dairy Products | ton / yr | 4732.1274 | 0.3303% | 0.5 | 2366.0637
|  | Grain Processing | ton / yr | 3991.0301 | 0.2786% | 0.6 | 2394.6181
|  | Fruit & Vegetables Processing | ton / yr | 9525.1538 | 0.6649% | 0.6 | 5715.0923
|  | Waste Conversion System 2 | ton / yr | 25386.9141 | 1.772% | 0.6 | 15232.1485
|  | Waste Water Treatment Plant | ton / yr | 742859.5615 | 51.85% | 0.6 | 445715.7369
|  | Digester | ton / yr | 9748.7896 | 0.6805% | 0.6 | 5849.2737
|  | Electric Power Plant | ton / yr | 0 | 0% | 0 | 0
|  | IMPORT from other Communities | ton / yr | 400000 | 27.92%
|  | EXPORT to other Communities | ton / yr | 0 | 0%
Average:
|  | Total Fuel Waste | ton / yr | 1432639.7352 |  | 0.42062 | 602598.3778
|  | Process Water | ton / yr | 429791.9205
|  | Total Input | ton / yr | 1862431.6557
|  | Specific Energy Usage | MWh / ton | 2.0833
|  | Electric Power Usage | MWh / yr | 3880065.9494
|  | Operation | hrs / yr | 8760
|  |  | MWh / yr | 442.9299
|  | Water Ratio | ton w / ton w. | 30%
|  | Water (clean) Consumption | ton / yr | 429791.9205
|  | Water converted to Syngas |  | 90%
Use of STEAM
|  | Steam (LQ)/Heat Demand | MWh / hr | 0
|  | Steam (HQ) Demand | MWh / hr | 0
|  | Steam (LQ)/Heat Production | MWh / hr | 0
|  | Steam (HQ) Production | MWh / hr | 0
|  | Waste Ratio 2 (Solid Content) |  | 3.5%
|  | Waste Production (Non-Fuel Waste Incombustibles) | ton / yr | 50142.3907
|  | Conversion to slag (in Gasifier) |  | 45%
|  | Slag Production | ton / yr | 22564.0758
|  | Waste Production (Non-Fuel Waste to Melter) | ton / yr | 27578.3149
|  | Waste Water Ratio |  | 10%
|  | Waste Water Production | ton / yr | 42979.1921
|  | NG Usage | MWh / yr | 0
|  | Gasoline / Diesel Usage | MWh / yr | 0
|  | Syngas Production | ton / yr | 1769310.0729
|  |  | ton / hr | 201.976
Staffing Requirements
|  | Staffing Category 1 | (e.g., Engineering) | 5
|  | Staffing Category 2 | (e.g., Technical) | 25
|  | Staffing Category 3 | (e.g., Man'mt, Admin) | 8
|  | Staffing Category 4 | (other) | 12
|  |  | Total Staff | 50
Note: | R&D, manufacturing, and field servicing
Note on D37: Andreas Blutke: Melter
Note on G13: Andreas Blutke: chicken manure, offspec eggs, offspec milk, dead animals
Note on G37: Andreas Blutke: low quality syngas from melter
Note on G39: Andreas Blutke: CO2 gas separated from CH4 stream - TBD
Note on G49: Andreas Blutke: Approximated for Wood - resonable estimate and 65% ICP efficiency
Note on G68: Andreas: this number needs to be entered into cell 'Plasma Melter G106'
Note on G70: Andreas Blutke: this number needs to be entered manually into waste water treatment plant G32

## Plasma Melter
Information on Waste Treatment Plants
Waste Conversion System 2 (Vitrification/Melter of Non-Fuel Waste)
|  | Total Non-Fuel Waste | ton / yr | 169246.0939
|  |  |  | Non-Fuel Waste | Fraction
|  |  |  | ton/yr | %
|  | Domiciles | ton / yr | 69350 | 40.98%
|  | Small Business & Organizations | ton / yr | 5400 | 3.191%
|  | Grain Production (Farm) | ton / yr | 0 | 0%
|  | Fruit & Vegetable Production (Farm) | ton / yr | 0 | 0%
|  | Animal Farms | ton / yr | 0 | 0%
|  | Aluminum Plant | ton / yr | 1751.25 | 1.035%
|  | Assembly & Manufacturing Plant | ton / yr | 500 | 0.2954%
|  | Steel Production | ton / yr | 3500 | 2.068%
|  | Canning Plant | ton / yr | 200 | 0.1182%
|  | Glass Production | ton / yr | 1296 | 0.7657%
|  | Bottling Plant | ton / yr | 1008 | 0.5956%
|  | Cement Plant | ton / yr | 0 | 0%
|  | Concrete Plant | ton / yr | 0 | 0%
|  | Construction Business | ton / yr | 18708.9 | 11.05%
|  | Lime Plant | ton / yr | 2000 | 1.182%
|  | Textile Production | ton / yr | 30 | 0.01773%
|  | Solar System Plant | ton / yr | 5 | 0.002954%
|  | Wind Power Production | ton / yr | 50 | 0.02954%
|  | Wood Mill | ton / yr | 1194.75 | 0.7059%
|  | Pulping Process | ton / yr | 402.3514 | 0.2377%
|  | Paper Production | ton / yr | 748.8245 | 0.4424%
|  | Furniture Manufacturing | ton / yr | 37.8338 | 0.02235%
|  | Tree Farm | ton / yr | 0 | 0%
|  | Meat Processing | ton / yr | 139.4755 | 0.08241%
|  | Dairy Products | ton / yr | 429.8234 | 0.254%
|  | Grain Processing | ton / yr | 309.2534 | 0.1827%
|  | Fruit & Vegetables Processing | ton / yr | 364.2284 | 0.2152%
|  | Waste Conversion Plant 1 | ton / yr | 27579 | 16.3% | 27578.3149
|  | Digester | ton / yr | 30557.4035 | 18.06%
|  | Electric Power Plant | ton / yr | 3684 | 2.177% | 5820.1468
|  | IMPORT from other Communities | ton / yr | 0 | 0%
|  | EXPORT to other Communities | ton / yr | 0 | 0%
|  | Total Non-Fuel Waste | ton / yr | 169246.0939
|  | Specific Energy Usage | MW/ton | 2.3
|  | Electric Power Usage | MW/yr | 389266.016 |  | 389266.016
|  | Operation | hrs / yr | 8760
|  |  | MWh / yr | 44.4368
|  | Ratio Water / Waste | ton w./ton w. | 0%
|  | Water Usage | ton / yr | 0 |  | 0
|  | Waste Water Ratio |  | 2%
|  | Waste Water Production | ton / yr | 3384.9219 |  | 3384.9219
Use of STEAM
|  | Steam (LQ)/Heat Demand | MWh / hr | 0
|  | Steam (HQ) Demand | MWh / hr | 0
|  | Steam (LQ)/Heat Production | MWh / hr | 0
|  | Steam (HQ) Production | MWh / hr | 0
|  | Volatile Content | ton v. / ton w. | 15%
|  | Offgas Production | ton / yr | 25386.9141 |  | 25386.9141
|  | Ratio Additives/Waste |  | 50%
|  | Additives (e.g. Glas Grid) | ton / yr | 84623.047 |  | 84623.047
|  | Selectivity to Slag |  | 100%
|  | Slag (Product used in Construction) | ton / yr | 228482.2268 |  | 228482.2268
|  | to Landfill (Residue) | ton / yr | 0 |  | 0
|  | NG Usage | MWh / yr | 0
|  | Gasoline / Diesel Usage | MWh / yr | 0
Staffing Requirements
|  | Staffing Category 1 | (e.g., Engineering) | 6
|  | Staffing Category 2 | (e.g., Technical) | 32
|  | Staffing Category 3 | (e.g., Man'mt, Admin) | 12
|  | Staffing Category 4 | (other) | 15
|  |  | Total Staff | 65
Note on D36: Andreas Blutke: Gasifier
Note on D60: Andreas Blutke: to Gasifier
Note on D61: Andreas Blutke: high-temp & moist
Note on D63: Andreas Blutke Offspec Glass from Glass Production
Note on G36: Andreas: Iterative calculation! Manual entry needed from 'Gasification System G65'
Note on G37: Andreas Blutke: solid-type waste - TBD
Note on G45: Andreas Blutke: data from IET melter: 0.7 MWh/ton for MSW, 2.2 MWh/ton for tires. Assuming that the melter feed is very low on organics - resonable assumption
Note on G61: Andreas Blutke: to Gasifier
Enter this value

## Waste Water Treatment Plant
Information on Waste Water Treatment Plant
Waste Water Treatment Plant (WWTP)
|  | Total Waste Water to WWTP | ton / yr | 21224558.9002
|  |  |  | Waste Water | Fraction
|  |  |  | ton/yr | %
|  | Domiciles | ton / yr | 11616260.7654 | 54.73%
|  | Small Business & Organizations | ton / yr | 1474701.4485 | 6.948%
|  | Grain, Fruit, & Vegetable Farms | ton / yr | 0 | 0%
|  | Animal Farms | ton / yr | 0 | 0%
|  | Aluminum Plant | ton / yr | 14756.25 | 0.06952%
|  | Assembly & Manufacturing Plant | ton / yr | 51000 | 0.2403%
|  | Steel Production | ton / yr | 88442.4052 | 0.4167%
|  | Canning Plant | ton / yr | 5000 | 0.02356%
|  | Glass Production | ton / yr | 37980 | 0.1789%
|  | Bottling Plant | ton / yr | 102816 | 0.4844%
|  | Concrete Plant | ton / yr | 622.5187 | 0.002933%
|  | Concrete Plant | ton / yr | 8370 | 0.03944%
|  | Construction Business | ton / yr | 38976.875 | 0.1836%
|  | Lime Plant | ton / yr | 20000 | 0.09423%
|  | Textile Plant | ton / yr | 2000 | 0.009423%
|  | Solar System Plant | ton / yr | 5000 | 0.02356%
|  | Wind Systems Production | ton / yr | 50000 | 0.2356%
|  | Wood Mill | ton / yr | 5973.75 | 0.02815%
|  | Pulping Process | ton / yr | 1995020.8594 | 9.4%
|  | Paper Production | ton / yr | 37441.2234 | 0.1764%
|  | Furniture Manufacturing | ton / yr | 567.5063 | 0.002674%
|  | Tree Farm | ton / yr | 0 | 0%
|  | Meat Processing | ton / yr | 32271.9586 | 0.1521%
|  | Dairy Products | ton / yr | 2145.1577 | 0.01011%
|  | Grain Processing | ton / yr | 1546.2669 | 0.007285%
|  | Fruit & Vegetables Processing | ton / yr | 1821.1422 | 0.00858%
|  | Waste Conversion System 1 | ton / yr | 42980 | 0.2025% | 42979.1921
|  | Waste Conversion System 2 | ton / yr | 3384.9219 | 0.01595%
|  | Digester | ton / yr | 585479.851 | 2.759%
|  | Electric Power Plant | ton / yr | 0 | 0%
|  | IMPORT from other Communities | ton / yr | 5000000 | 23.56%
|  | EXPORT to other Communities | ton / yr | 0 | 0%
|  | Total Waste Water | ton / yr | 21224558.9002
|  |  | ton/hr | 2422.8949
|  | Specific Energy Usage | MW/ton | 0.01
|  | Electric Power Usage | MW/yr | 212245.589 |  | 212245.589
|  | Operation | hrs / yr | 8760
|  |  | MW/hr | 24.2289
Use of STEAM
|  | Steam (LQ)/Heat Demand | MWh / hr | 0
|  | Steam (HQ) Demand | MWh / hr | 0
|  | Steam (LQ)/Heat Production | MWh / hr | 0
|  | Steam (HQ) Production | MWh / hr | 0
|  | Evaporation Rate |  | 5%
|  | Evaporation | ton / yr | 1061227.945
|  | Waste Ratio 1 | ton w. / ton w.w. | 0%
|  | Waste Production (Recyclables TBD) | ton / yr | 0
|  | Waste Ratio 2 | ton w. / ton w.w. | 0%
|  | Waste Production (Non-Fuel Waste) | ton / yr | 0
|  | Waste Ratio 3 (Sludge/org. Solids) | ton w. / ton w.w. | 3.5%
|  | Waste Production (Fuel Waste e.g. Sludge) | ton / yr | 742859.5615
|  | Balance (clean Water) | ton / yr | 19420471.3937
|  | Clean Water Demand | ton / yr
|  | NG Usage | MWh / yr | 0
|  | Gasoline / Diesel Usage | MWh / yr | 0
Staffing Requirements
|  | Staffing Category 1 | (e.g., Engineering) | 5
|  | Staffing Category 2 | (e.g., Technical) | 20
|  | Staffing Category 3 | (e.g., Man'mt, Admin) | 8
|  | Staffing Category 4 | (other) | 12
|  |  | Total Staff | 45
Note: | R&D, manufacturing, and field servicing
Note on D35: Andreas Blutke: Gasifier
Note on D36: Andreas Blutke: Melter
Note on G35: Andreas Blutke: circular calculation - manual entry needed from waste treatment plants G68
Enter this value

## Digester System
Information on Digester Plant
Digester Plant (DP)
|  | Total Waste (liquid Manure) to DP | ton / yr | 611148.07
|  |  |  | Organic Waste | Fraction
|  |  |  | ton/yr | %
|  | Domiciles | ton / yr | 69350 | 11.35%
|  | Small Business & Organizations | ton / yr | 6650 | 1.088%
|  | Grain, Fruit, & Vegetable Farms | ton / yr | 0 | 0%
|  | Animal Farms | ton / yr | 535148.07 | 87.56%
|  | Aluminum Plant | ton / yr | 0 | 0%
|  | Assembly & Manufacturing Plant | ton / yr | 0 | 0%
|  | Metal Forming Plant | ton / yr | 0 | 0%
|  | Canning Plant | ton / yr | 0 | 0%
|  | Glass Production | ton / yr | 0 | 0%
|  | Bottling Plant | ton / yr | 0 | 0%
|  | Construction Business | ton / yr | 0 | 0%
|  | Cement Plant | ton / yr | 0 | 0%
|  | Concrete Plant | ton / yr | 0 | 0%
|  | Lime Plant | ton / yr | 0 | 0%
|  | Solar System Plant | ton / yr | 0 | 0%
|  | Wind Power Production | ton / yr | 0 | 0%
|  | Wood Mill | ton / yr | 0 | 0%
|  | Pulping Process | ton / yr | 0 | 0%
|  | Paper Production | ton / yr | 0 | 0%
|  | Furniture Manufacturing | ton / yr | 0 | 0%
|  | Tree Farm | ton / yr | 0 | 0%
|  | Meat Processing | ton / yr | 0 | 0%
|  | Dairy Products | ton / yr | 0 | 0%
|  | Grain Processing | ton / yr | 0 | 0%
|  | Fruit & Vegetables Processing | ton / yr | 0 | 0%
|  | Waste Conversion Plant 1 | ton / yr | 0 | 0%
|  | Waste Conversion Plant 2 | ton / yr | 0 | 0%
|  | Digester | ton / yr | N/A
|  | Electric Power Plant | ton / yr | 0 | 0%
|  | IMPORT from other Communities | ton / yr | 0 | 0%
|  | EXPORT to other Communities | ton / yr | 0 | 0%
|  | Total Organic Waste | ton / yr | 611148.07
|  |  | ton / hr | 69.7658
|  | Specific Energy Usage | MW/ton | 0.01
|  | Electric Power Usage | MW/yr | 6111.4807 |  | 6111.4807
|  | Operation | hrs / yr | 8760
|  |  | MW/hr | 0.69766
Use of STEAM
|  | Steam (LQ)/Heat Demand | MWh / hr | 0
|  | Steam (HQ) Demand | MWh / hr | 0
|  | Steam (LQ)/Heat Production | MWh / hr | 0
|  | Steam (HQ) Production | MWh / hr | 0
|  | Evaporation Rate |  | 0.05%
|  | Evaporation | ton / yr | 305.574 |  | 305.574
|  | Average Solid Content |  | 5%
|  | Solid Fuel Waste | ton / yr | 30557.4035 |  | 30557.4035
|  | Balance | ton / yr | 580285.0924
|  | Ratio for Biogas Production |  | 4.2%
|  | Biogas | ton / yr | 24371.9739
|  | Conversion to CH4 and CO2 |  | 100%
|  | Total Gas | ton / yr | 24371.9739
|  | Ratio CH4 in Biogas |  | 60%
|  | CH4 Gas | ton / yr | 14623.1843 |  | 14623.1843
|  |  | ton / hr | 1.6693
|  | CO2 Gas | ton / yr | 9748.7896 |  | 9748.7896
|  | Residual Waste Water | ton / yr | 585479.851 |  | 585479.851
|  | NG Usage | MWh / yr | 0
|  | Gasoline / Diesel Usage | MWh / yr | 0
Staffing Requirements
|  | Staffing Category 1 | (e.g., Engineering) | 5
|  | Staffing Category 2 | (e.g., Technical) | 20
|  | Staffing Category 3 | (e.g., Man'mt, Admin) | 8
|  | Staffing Category 4 | (other) | 12
|  |  | Total Staff | 45
Note: | R&D, manufacturing, and field servicing
Note on D57: Andreas Blutke: to Gasifier
Note on G59: Andreas Blutke: Source: Dean Ruud (Icehouse Comp.): 4.2% own calculations: up to 6.8%
Note on G63: Andreas: CH4 in biogas: 60%, Source: [45]

## Materials & Recycle Overview
Materials (& Waste) Generated in planned Community - (A more detailed Overview)
Origin | Waste / Materials | Recycle / Reuse | Explicitly accounted for in Model | Recycled in/at Treated at | Disass./ Cutting | Sorting/ Separation | Secondary Waste | (By-)Product (potential) | Final Product from thermal Treatment
Municipal
| Metals | X | Yes | Metal Melter |  | X |  | Metal Products | Slag / Construction
| Plastic | NO | No | Gasifier | (X) | X |  | Soundboards, Benches, Containments | Fuel Gas
| Paper/Cardboard | X | Yes | Pulp/Paper Prod. |  | X |  | Pulp & Paper Products | Fuel Gas
| Wood | X | Yes | Wood Mill |  | X | Residues | Wood Chips, Pulp | Fuel Gas
| Leaves / Yard Waste | X | No | Compost Farm |  | X |  | Wood, Rock | Fuel Gas
| Rock | X | No | Construction |  | (X) |  |  | Slag / Construction
| Soil | X | No | Compost Farm |  | (X) |  | Wood, Rock | Slag / Construction
| Glass | X | Yes | Glass Melter |  | X |  | Metal, Plastic | Slag / Construction
| Textile / Leather / Fabric | TBD | No | Gasifier | X | (X) | (X) | Metal | Fuel Gas
| Carpet | TBD | No | Gasifier | X | (X) | (X) | TBD | Fuel Gas
| Electronics / Computers | Parts | No | Plasma Melter (TBD) | X | X | X | Metal, Plastic | Slag / Construction
| Automobiles | Parts | No | Export to Car Manufacturer | (X) | (X) | X | Metal, Plastic, Glass, Leather, Fabric | N/A
| Tires | X | No | Gasifier (or export to Tire Manufacturer) | X | X | (X) | Filler in Tire Manuf., etc. | Fuel Gas
Municipal / Industrial
| Oil | TBD | No | Gasifier |  | (X) | (X) | Oil, Lubricants | Fuel Gas
| Coolant | TBD | No | Gasifier |  | (X) | (X) | TBD | Fuel Gas
| Cleaning Liquids/Spray | TBD | No | Gasifier | (X) | (X) | (X) | TBD | Fuel Gas
| Insecticides | TBD | No | Gasifier |  | (X) | (X) | TBD | Fuel Gas
| Medicine | TBD | No | Gasifier | (X) | (X) | (X) | TBD | Fuel Gas
| Other Chemicals | TBD | No | Gasifier (TBD) | (X) | (X) | (X) | TBD | Fuel Gas
Municipal / Farms | [8 empty] | Final Product from Treatment System
| Corpses (Animals) | No | Yes | Biomass Gasifier |  |  |  | NO | Fuel Gas
| Meat / Skin (Animals) | No | Yes | Biomass Gasifier |  |  |  | NO | Fuel Gas
| Blood | No | No | Biomass Gasifier |  |  |  | NO | Fuel Gas
| Bones | No | No | Biomass Gasifier |  |  |  | NO | Fuel Gas
Waste Water / Sewage | [8 empty] | Final Product from Treatment System
| Sewage/Manure (Municipal / Farms) | NO | YES | Digester |  |  | Waste Water to WWTP |  | Fuel Gas / Electric Power
| Chicken Manure | NO | YES | Gasifier |  |  | Solids to Plasma Melter |  | Fuel Gas / Electric Power
| Grey Water / Run-off | YES | No | WWTP |  |  | Sludge (to Gasifier) |  | Irrigation Water
| Municipal waste water | (X) | Yes | WWTP |  |  | Sludge (to Gasifier) |  | Irrigation & Process Water
| Small business / industrial / Farm waste water | (X) | Yes | WWTP |  |  | Sludge (to Gasifier) |  | Irrigation & Process Water

## Domiciles Inputs & Outputs
Information on Domiciles Inputs & Outputs (and Solar Systems)
Building Quantities & Population Demographics | Number of Buildings | Occupied Floors per Building | Building Configuration in Community | Population and Housing Occupancy | Individuals per Living Unit | Notes / Assumptions
Total Population |  |  |  | 100000 |  | 1. All domestic (potable) water is supplied from a central water supply system.
People / family |  |  |  | 2.4 |  | 2. Heat for domestic hot water is provided with solar heating via heat exchange (back-up w/ NG & electric Power).
Families / Multi-family Home |  |  |  | 4 |  | 3. Space heating is provided from solar heatingvia heat exchange (back-up via NG & electric power).
Single-family homes | 0 | 1 | 0% | 0 | 2.4 | 4. El. power is provided from city utility. Renewable energy (solar (PV) and wind) are part of the energy mix. Goal: minimization of use of fossil & nuclear fuels.
Multiple-family homes | 1562.5 | 2 | 15% | 15000 | 9.6 | 5. Sophisticated recycling for: paper, plastic, aluminum/metal, glass.
Apartment buildings | 625 | 4 | 85% | 85000 | 136 | 6. Organic mat'ls are fuel waste for gasification. Non-organics are non-fuel waste for melting. Sewage & manure are convered to biogas in digester.
Residential Total | 2187.5 |  | 100% |  |  | 7. All businesses participate in solar energy/ warm water system. (Water and power requirements are assumed as % of domestic energy requirements.)
Small Businesses (ground floor in apartment buildings) | 625 | 1 | 15% | 15000 | 24 | 8. South wall surface area used for solar heating: |  |  | 10.69% | South wall surface area used for photovoltaic: |  |  | 89.31%
Community Buildings, Schools, Hotels, Universities, etc. | 57.1429 | 2 | 20% | 20000 | 350 | 9. Roof area used for solar heating: |  | 0%
City Administrations etc. | 20 | 2 | 5% | 5000 | 250 | 10. Roof-mounted flat plate collector - recommend tilt to match the latitude.
Industry Buildings11 | 83.3333 | 2 | 5% | 5000 | 60 | 11. Water and electricity usage only considered for office heating and facilities, not for industrial processes. Cooling energy is assumed to be delivered via absorption refrigeration from industrial steam. (Concept improvements may be implemented later).
| 160.4762 |  |  |  |  | 12. Industry buildings include office buildings and all other buildings for storage, processing, etc..
Living Area / Person [m2] | 50 |  |  | Families per Apartment Building | 56.6667 | 13. Totals are only for peak load due to different on-line times: homes: 365 days/yr, small business, etc: 250 days/yr.
Aspect Ratio | 4 |  | Floor Height (m) | 3.1 |  | Additional note: More comments are in cells with red flags.
Solar Energy Inputs
Building Information | Floor Area per Occupant (m2) | Roof Area usuable for Solar Panels | Wall Height (m) | Aspect Ratio (South Wall / East Wall) | Total Floor Area in Building (m2) | Area per Floor (m2) | South Facade Area per Building (m2) | Total South Facade Areas (m2) | Total Flat Roof Area (m2) | Active Roof Solar Area per Building (m2) | Total Roof Solar Area (m2) | South Wall Length (m) | East Wall Length (m) | Building Footprint (m2)
Single-family | 50 | 70% | 2.5 | 2 | 120 | 120 | 38.7298 | 0 | 0 | 84 | 0 | 15.4919 | 7.746 | 120
Multiple-family | 50 | 70% | 3 | 3 | 480 | 240 | 160.9969 | 251557.6475 | 375000 | 168 | 262500 | 26.8328 | 8.9443 | 240
Apartment Building | 50 | 70% | 3 | 4 | 6800 | 1700 | 989.5454 | 618465.8438 | 1062500 | 1190 | 743750 | 82.4621 | 20.6155 | 1700
Small Businesses (below aptm'ts) | 70.8333 | N/A | 3.5 | 4 | 1700 | 1700 | 288.6174 | 180385.8711 | 0 | 0 | 0 | 82.4621 | 20.6155 | 1700
Community Buildings | 35 | 70% | 4 | 3 | 12250 | 6125 | 1084.4353 | 61967.7335 | 350000 | 4287.5 | 245000 | 135.5544 | 45.1848 | 6125
Government Buildings | 35 | 70% | 4 | 3 | 8750 | 4375 | 916.5151 | 18330.3028 | 87500 | 3062.5 | 61250 | 114.5644 | 38.1881 | 4375
Industry Buildings11, 12 | 120 | 70% | 4.5 | 3 | 7200 | 3600 | 935.3074 | 77942.2863 | 300000 | 2520 | 210000 | 103.923 | 34.641 | 3600
Additional Structures for PV Energy | [7 empty] | 25000 |  |  | 100000
[6 empty] | TOTAL |  | 1208649.6851 | 2175000 |  | 1622500
Input Streams | Domestic Water (cold) per day (l / d) | Demand Applicability Factor | Hot water2 per day (l /day-person) | Electric Power Demand (kWh/m2-yr) | Heat Demand (kWh/m2-yr) | Solar Energy Calculation | Solar Energy (kW-h/m2-day)10 | PV Cell Power on Roofs (kWh/day) | Portion of Façade used for PV | PV Cell Power on Facades (kWh/day) | PV Cell Power (sum) (kWh/day) | PV Cell Power (sum) (MWh/Yr) | Heat (Solar Energy) (kWh/day) | Heat (Solar Energy) (MWh/yr) | PV Cell Efficiency
Demand / Person (Domiciles) | 228.2975 |  | 89.9562 | 17 | 15 |  | 5 |  | Note | [5 empty] | 14.5%
Correction Factor for PV on Roof
|  |  |  | kW-h/day | kW-h/day
Single-family | 0 | 100% | 0 | 0 | 0 | Single-family | (kW-hr / day) | 0 | 93% | 0 | 0 | 0 | 0 | 0
Multiple-family | 3424462.11 | 100% | 1349343.684 | 34931.5068 | 30821.9178 | Multiple-family | (kW-hr / day) | 180796.875 | 93% | 118728.9207 | 299525.7957 | 109326.9154 | 35218.0706 | 12854.5958
(All) Apartment Building(s) | 19405285.29 | 100% | 7646280.876 | 197945.2055 | 174657.5342 | Apartment Building | (kW-hr / day) | 512257.8125 | 84% | 263651.9892 | 775909.8017 | 283207.0776 | 197909.07 | 72236.8106 | 95%
Small Businesses in Apartment Buildings | 1369784.844 | 40% | 539737.4736 | 19794.5205 | 17465.7534 | Small Businesses in Apartment Buildings | (kW-hr / day) | 0 | 100% | 91545.8296 | 91545.8296 | 33414.2278 | 0 | 0 | Correction Factor for PV on Façade
Community Buildings | 1369784.844 | 30% | 539737.4736 | 9780.8219 | 8630.137 | Community Buildings | (kW-hr / day) | 168743.75 | 92% | 28932.7348 | 197676.4848 | 72151.9169 | 9914.8374 | 3618.9156
Government Buildings | 342446.211 | 30% | 134934.3684 | 2445.2055 | 2157.5342 | Government Buildings | (kW-hr / day) | 42185.9375 | 92% | 8558.4184 | 50744.3559 | 18521.6899 | 2932.8484 | 1070.4897 | 70%
Industry Buildings11, 12 | 342446.211 | 30% | 134934.3684 | 8383.5616 | 7397.2603 | Industry Buildings11, 12 | (kW-hr / day) | 144637.5 | 92% | 36391.2535 | 181028.7535 | 66075.495 | 12470.7658 | 4551.8295
Additional Structures for PV Energy |  |  | 10344968.244 | El. Power | Heat | Additional Structures for PV Energy | (kW-hr / day) | 68875 | 100% | 12687.5 | 81562.5 | 29770.3125 | 0 | 0 | Collector Eff. for solar heating
Total13 | 26254209.51 |  | kW-h/day | 273280.8219 | 241130.137 | Total | kW-h/day | 1117496.875 |  | 560496.6461 | 1677993.5211 | 612467.6352 | 258445.5923 | 94332.6412
|  | averaged: | MW-h / hr | 11.3867 | 10.0471 | averaged: | MW-h / hr | 46.5624 |  | 23.354 | 69.9164 | 69.9164 | 10.7686 | 10.7686 | 40%
|  |  | kW-h/day-person | 2.3288
Output Streams | Non-fuel waste (inorganic MSW) (Kg / d)5 | Applicability Factor % | Fuel waste (organic MSW) (Kg / d)6 | Applicability Factor % |  |  | Fuel waste (sewage) (Kg / d)6 | Applicability Factor % | Recycled Waste (Kg / d) | Applicability Factor %
Output / Person | 1.6 |  | 1 |  |  |  | 1.9 |  | 0.55
Single-family | 0 | 100% | 0 | 100% |  |  | 0 | 100% | 0 | 100%
Multiple-family | 24000 | 100% | 15000 | 100% |  |  | 28500 | 100% | 8250 | 100%
Apartment Building | 136000 | 100% | 85000 | 100% |  |  | 161500 | 100% | 46750 | 100%
Small Businesses | 7200 | 30% | 4500 | 30% |  |  | 11400 | 40% | 30030 | 364%
Community Buildings | 9600 | 30% | 6000 | 30% |  |  | 7600 | 20% | 5500 | 50%
Government Buildings | 2400 | 30% | 1500 | 30% |  |  | 3800 | 40% | 2475 | 90%
Industry Buildings11, 12 | 2400 | 30% | 1500 | 30% |  |  | 3800 | 40% | 10010 | 364%
Total | 181600 |  | 113500 |  |  |  | 216600 |  | 103015
BALANCE (Imports Required) |  | Water (l / d) | Electric Power /day Total Use (kW-hrs / d)4 | Power Generation Average Capacity (MW) | Power Generation Peak Capacity (MW) | Peaking Factor
3
Single-family |  | 0 | 0 | 0 | 0
Multiple-family |  | 4773805.794 | -233772.371 | -9.7405 | -29.2215
Apartment Building |  | 27051566.166 | -403307.062 | -16.8045 | -50.4134
Small Businesses |  | 1909522.3176 | 18410.9589 | 0.76712 | 2.3014
Community Buildings |  | 1909522.3176 | -179265.5259 | -7.4694 | -22.4082
Government Buildings |  | 477380.5794 | -193073.7451 | -8.0447 | -24.1342
Industry Buildings11, 12 |  | 477380.5794 | -165247.9316 | -6.8853 | -20.656
Total13 |  | 36599177.754 | -1156255.6766 | -48.1773 | -144.532
Demand for
ENERGY USAGE | Heating (rooms) | Warm Water | Electric Power
IN BUILDINGS | kWh / m2a | kWh / m2a | kWh / m2a
Single-Family House (new) | 92 | 18 | 21
Multi-Family/Use House (new) | 83
Target Value (old & new) | 78 |  |  | Improvements at insulation for roof, windows, and walls
Low-Energy House (Germany) | 70
Minergie Standard (new) | 45 |  | 17
Minergie Standard (old) | 90 |  | 17
Passivhaus Standard (Germany) | 15 |  | 17 | passive energy usage, controlled airflow w/ heat recovery
Zero-Energy House | 0 |  | 0 (or negative) | based on solar heating and use of PV cells
Note on A18: Andreas: Ratio of length of South wall to length of East wall
Note on B17: Andreas: Source: ECN: Aver. New dwellings (1992, Europe): 86 m2 at 2.38 persons/dwelling: 86 / 2.38 = 36.1 m2 = 400 ft2 / person
Note on B37: Andreas Blutke: Only non-business-specific use of water
Note on B57: Andreas Blutke: Source: EEA 2001
Note on B85: Andreas Blutke: Source: [58]
Note on B86: Andreas Blutke: Source: [58]
Note on B87: Andreas Blutke: Source: [58]
Note on B88: Andreas Blutke: Source: [58]
Note on B89: Andreas Blutke: Source: [58]
Note on B90: Andreas Blutke: Source: [58]
Note on B91: Andreas Blutke: Source: [58] Note: only 8.3 to 9.7 kWh/m2-yr is for room heating
Note on B92: Andreas Blutke: Source: [58]
Note on C22: Andreas: A design is assumed that provides a tilted roof and extended roof lines to allow more than 50% or the roof to be used for solar systems
Note on C69: Andreas Blutke: Apartments at 365 days/yr, everything below at 250 days/yr
Note on C85: Andreas Blutke: Source: [58]
Note on D37: Andreas Blutke: Only non-business-specific use of water
Note on D38: Andreas Blutke: A typical consumption in Switzerland is 90 liter/day-person
Note on D85: Andreas Blutke: Source: [58]
Note on D89: Andreas Blutke: Source: [58]
Note on D90: Andreas Blutke: Source: [58]
Note on D91: Andreas Blutke: Source: [58]
Note on D92: Andreas Blutke: Source: [58]
Note on E6: Andreas: Source: ECN The Netherlands: Typical dwelling stock per 1,000 inhabitants: in Western Europe: 420 => people per "family" equals: 1000/420 = 2.38
Note on E37: Andreas: Assumed: all systems electric, highly power efficient lighting, etc.
Note on E38: Andreas: Source: [58]
Note on F37: Andreas Blutke: Heat is used to produce hot water as well as building heating. The heating demand is minimized by selection of building materials and application of passiv solar principles. Heat is produced by solar panels with heat storage systems for night heating.
Note on F38: Andreas: Source: [58]
Note on J22: Andreas: This assumes that the buildings always have a South facing wall; This may have to be corrected
Note on J37: Andreas: This is the maximum solar input at a given location. Using the maximum amount here assumes that the solar panel is tilted about 20 to 40 degrees off the horizontal position.
Note on J38: Andreas: the solar energy depends on the actual location - adjust to actual values if location is selected Note: A data link to solar data at various locations in the world is provided in the reference list.
Note on J50: Andreas: averaging requires energy storage systems
Note on J57: Andreas: Source: indicate
Note on K22: Andreas Blutke: for Photovoltaic Use
Note on K31: Andreas: Additional areas usuable for solar installations, like: Bus Stations, Train Stations, protected understands, passages between buildings, etc. total size e.g. at 0.25 m2 per person
Note on K37: Andreas Blutke: All roofs are only used for PV, not for solar heating.
Note on L22: Andreas: This eqauls the groung floor area of the buildings These values are not used in calculations for solar power
Note on L38: Andreas: The portions of the façade used for PV in the individual types of buildings is chosen so that the heat from solar power matches or is higher than the energy needed for water heating in the buildings. [52] thru [55]
Note on L43: Andreas: The appartment buildings above the small businesses can produce the heat needed for small businesses, so that no hot water solar units are at floor level.
Note on L55: Andreas Blutke: Recycling is not linked yet !!!
Note on N31: Andreas: Additional areas usuable for solar installations, like: Bus Stations, Train Stations, protected understands, passages between buildings, etc. total size e.g. at 1 m2 per person
Note on R37: Andreas: PV = Photovoltaic
Note on R38: Andreas Blutke: Source: [35], Kyocera: poly-crystalline Si cell @ 14.5% efficiency (2000) industrially; BP Solar: mono-crystalline Si cell @ 16.5% efficiency (2000) industrially;
Note on R39: Andreas: The design assumes that the roofs are already tilted for somewhat optimum (but fixed) positioning of the solar panels. This factor allows to correct for lesser than optimal positioning.
Note on R46: Andreas: Source [49] …facades results in a yield which is around 25 to 30% lower than from the optimal orientation Source [48] … Reduktion … ca. 30% ...

## Domiciles & Small Businesses
Information on Domiciles and Small Businesses
Domiciles
|  |  | Population |  | 100000
Consumption
|  |  | Specific Energy Usage | kW / person-day | 2.3288
|  |  | Energy Usage | MWh / yr | 85000 |  |  | 85000
|  |  | Operation | Hrs / Yr | 8760 | Base load
|  |  |  | MWh / hr | 9.7032 |  |  | 9.7032
Type of Energy
|  |  |  | NG | 15%
|  |  |  | Electricity | 85%
|  |  |  | Oil / Gasoline | 0%
Usage of Energy
|  |  |  | NG | 1.4555 |  |  | 1.4555
|  |  |  | Electricity | 8.2477 |  |  | 8.2477
|  |  |  | Base load Factor | 70%
|  |  |  | Base Load | 5.7734 |  |  | 5.7734
|  |  |  | Peak Load | 2.4743 |  |  | 2.4743
|  |  |  | Oil / Gasoline | 0 |  |  | 0
|  |  | Water (clean) | ton /person-day | 0.2283
|  |  |  | ton / yr | 8332857.801 |  |  | 8332857.801
Use of STEAM
|  |  | Steam (LQ)/Heat Demand | MWh / hr | 0
|  |  | Steam (HQ) Demand | MWh / hr | 0
|  |  | Steam (LQ)/Heat Production | MWh / hr | 0
|  |  | Steam (HQ) Production | MWh / hr | 0
Waste Generation (in Domiciles)
|  |  | Waste Ratio 1 | kg/person-day | see below
|  |  | Waste Production (Recyclable TBD) | ton / yr | see below
|  |  | Waste Ratio 2 | kg/person-day | 1.6
|  |  | Waste Production (Non-Fuel Waste) | ton / yr | 58400 |  |  | 58400
|  |  | Waste Ratio 3 | kg/person-day | 1
|  |  | Waste Production (Fuel Waste) | ton / yr | 36500 |  |  | 36500
|  |  | Waste Ratio 4 | kg/person-day | 1.9
|  |  | Waste Production (Sewage) | ton / yr | 69350 |  |  | 69350
|  |  | Waste Water Ratio | kg/person-day | 318.2537
|  |  | Waste Water | ton / yr | 11616260.7654 |  |  | 11616260.7654
Recycling/Waste Separation (in Domiciles)
|  |  | Recycle Ratio 1 | kg/person-day | 0.075 | 13.64%
|  |  | Recycle (Aluminum) | ton / yr | 2737.5 |  |  | 2737.5
|  |  | Recycle Ratio 2 | kg/person-day | 0.1 | 18.18%
|  |  | Recycle (other Metals) | ton / yr | 3650 |  |  | 3650
|  |  | Recycle Ratio 3 | kg/person-day | 0.15 | 27.27%
|  |  | Recycle (Paper/Board) | ton / yr | 5475 |  |  | 5475
|  |  | Recycle Ratio 4 | kg/person-day | 0.025 | 4.545%
|  |  | Recycle/Separation (Plastic) | ton / yr | 912.5 |  |  | 912.5
|  |  | Recycle Ratio 5 | kg/person-day | 0.2 | 36.36%
|  |  | Recycle (Glass) | ton / yr | 7300 |  |  | 7300
|  |  | Total Recycle | kg/person-day | 0.55
Small Businesses
|  |  |  | Persons in Small Businesses & other Organizations | 45000 | 39150
Consumption
|  |  | Specific Energy Usage (Human) | kW / person-day | 0.89787
|  |  | Energy Usage | MW / yr | 10101.0274 |  |  | 10101.0274
|  |  |  | MW / hr | 4.4893 |  |  | 4.4893
|  |  | Specific Energy Usage (Business) | kW / person-day | 4
|  |  | Energy Usage | MW / yr | 45000 |  |  | 45000
|  |  | Operation | Hrs / Yr | 2250
|  |  |  | MW / hr | 20 |  |  | 20
Type of Energy
|  |  |  | NG | 10%
|  |  |  | Electricity | 80%
|  |  |  | Oil / Gasoline | 10%
Usage of Energy
|  |  |  | NG | 2.4489 |  |  | 2.4489
|  |  |  | Electricity | 19.5915 |  |  | 19.5915
|  |  |  | Oil / Gasoline | 2.4489 |  |  | 2.4489
|  |  | WATER for Human (clean) | ton /person-day | 0.10608
|  |  |  | ton / yr | 1193451.4485
|  |  | Business Water (clean) | ton /person-day | 0.1
|  |  |  | ton / yr | 1125000 |  | sum | 2318451.4485
Use of STEAM
|  |  | Steam (LQ)/Heat Demand | MWh / hr | 0
|  |  | Steam (HQ) Demand | MWh / hr
|  |  | Steam (LQ)/Heat Production | MWh / hr | 0
|  |  | Steam (HQ) Production | MWh / hr
Waste Generation (small businesses & organ.)
|  |  | Waste Ratio 1 | kg/person-day | see below
|  |  | Waste Production (Recyclable TBD) | ton / yr | see below
|  |  | Waste Ratio 2 | kg/person-day | 0.48
|  |  | Waste Production (Non-Fuel Waste) | ton / yr | 5400 |  |  | 5400
|  |  | Waste Ratio 3 | kg/person-day | 0.3
|  |  | Waste Production (Fuel Waste) | ton / yr | 3375 |  |  | 3375
|  |  | Waste Ratio 4 | kg/person-day | 0.59111
|  |  | Waste Production (Sewage) | ton / yr | 6650 |  |  | 6650
|  |  | (Human) Waste Water Ratio | kg/person-day | 106.0846
|  |  | (Human) Waste Water | ton / yr | 1193451.4485 |  |  | 1193451.4485
|  |  | (Business Specific) Waste Water Ratio | kg/person-day | 25
|  |  | (Specific) Waste Water | ton / yr | 281250 |  |  | 281250
Recycling/Waste Separation
|  |  | Recycle Ratio 1 | kg/person-day | 0.15
|  |  | Recycle (Aluminum) | ton / yr | 3750 |  |  | 3750
|  |  | Recycle Ratio 2 | kg/person-day | 0.25
|  |  | Recycle (other Metals) | ton / yr | 6250 |  |  | 6250
|  |  | Recycle Ratio 3 | kg/person-day | 0.8
|  |  | Recycle (Paper/Board) | ton / yr | 20000 |  |  | 20000
|  |  | Recycle Ratio 4 | kg/person-day | 0.1
|  |  | Recycle/Separation (Plastic) | ton / yr | 2500 |  |  | 2500
|  |  | Recycle Ratio 5 | kg/person-day | 0.5
|  |  | Recycle (Glass) | ton / yr | 12500 |  |  | 12500
|  |  | Total Recycle | kg/person-day | 1.8
Staffing Requirements
(small Business) |  |  | Staffing Category 1 | (e.g., Engineering) | 1500
|  |  | Staffing Category 2 | (e.g., Technical) | 6000
|  |  | Staffing Category 3 | (e.g., Man'mt, Admin) | 2000
|  |  | Staffing Category 4 | (other) | 5500
|  |  |  | Total Staff | 15000
Note: | R&D, manufacturing, and field servicing
Note on D42: Andreas Blutke: recycle to plant
Note on D44: Andreas Blutke: recycle in other communities
Note on D46: Andreas Blutke: recycle in paper prod. plant
Note on D48: Andreas Blutke: TBD, whether recycling process or used for fuel in gasification
Note on D49: Andreas Blutke: recycled to glass production plant
Note on D98: Andreas Blutke: recycle to plant
Note on D100: Andreas Blutke: recycle in other communities
Note on D102: Andreas Blutke: recycle in paper prod. plant
Note on D104: Andreas Blutke: TBD, whether recycling process or used for fuel in gasification
Note on D105: Andreas Blutke: recycled to glass production plant
Note on G6: Andreas Blutke: Electric power is not used for heating. Heating of water and building is by solar energy with NG back-up
Note on G57: Andreas Blutke: Electric power is not used for heating. Heating of water and building is by solar energy with NG back-up
Note on G58: Andreas Blutke: Electric power is not used for heating. Heating of water and building is by solar energy with NG back-up
Note on G73: Andreas Blutke: 250 days/yr
Note on G75: Andreas Blutke: 250 days
Note on H55: Andreas Blutke: This is the total number of persons employed in small business and all other non-industrial positions - for comparison only

## Staffing
Information on STAFFING in Community
Staffing Overview
|  | Total (Full-Time) Positions | Category 1 | Category 2 | Category 3 | Category 4
|  |  | Higher Degree | Base Degree | Managm't & | Other | Full-Time | Fraction | Fuel Content | Fuel Content
|  |  | (Eng., Physitian, etc.) | (Technitian, etc.) | Admin Support | (Service, etc.) | Positions | % | MWh / ton | MWh / yr
|  |  | 7032 | 16575 | 4243.3333 | 15079 | 42929.3333 | 100%
|  |  | 16.38% | 38.61% | 9.884% | 35.13%
|  | Small Business & Organizations | 1500 | 6000 | 2000 | 5500 | 15000 | 34.94% | 0.3 | 4500
|  | Grain Production (Farm) | 4 | 20 | 8 | 30 | 62 | 0.1444% | 0.6 | 37.2
|  | Fruit & Vegetable Production (Farm) | 5 | 25 | 10 | 50 | 90 | 0.2096% | 0.5 | 45
|  | Animal Farms | 20 | 60 | 12 | 20 | 112 | 0.2609% | 0.5 | 56
|  | Aluminum Plant | 5 | 50 | 10 | 20 | 85 | 0.198% | 0.3 | 25.5
|  | Assembly & Manufacturing Plant | 15 | 100 | 20 | 25 | 160 | 0.3727% | 0.2 | 32
|  | Steel Product Plant | 15 | 80 | 20 | 60 | 175 | 0.4076% | 0.2 | 35
|  | Canning Plant | 4 | 20 | 8 | 12 | 44 | 0.1025% | 0.2 | 8.8
|  | Glass Production | 5 | 40 | 10 | 15 | 70 | 0.1631% | 0.2 | 14
|  | Bottling Plant | 6 | 40 | 15 | 20 | 81 | 0.1887% | 0.2 | 16.2
|  | Construction Business | 50 | 250 | 50 | 150 | 500 | 1.165% | 0.3 | 150
|  | Cement Plant | 5 | 25 | 10 | 15 | 55 | 0.1281% | 0.2 | 11
|  | Concrete Plant | 5 | 50 | 10 | 10 | 75 | 0.1747% | 0.2 | 15
|  | Lime Plant | 4 | 24 | 8 | 12 | 48 | 0.1118% | 0.2 | 9.6
|  | Textile Plant | 8 | 40 | 8 | 20 | 76 | 0.177% | 0.2 | 15.2
|  | Solar System Plant | 30 | 120 | 15 | 40 | 205 | 0.4775% | 0.2 | 41
|  | Wind Power Systems | 15 | 50 | 10 | 25 | 100 | 0.2329%
|  | Wood Mill | 8 | 36 | 10 | 15 | 69 | 0.1607% | 0.5 | 34.5
|  | Pulp & Paper Production | 6 | 48 | 10 | 30 | 94 | 0.219% | 0.8 | 75.2
|  | Furniture Manufacturing | 6 | 36 | 12 | 20 | 74 | 0.1724% | 0.7 | 51.8
|  | Tree Farm | 6 | 40 | 10 | 40 | 96 | 0.2236% | 0.6 | 57.6
|  | Meat Processing | 5 | 25 | 10 | 15 | 55 | 0.1281% | 0.5 | 27.5
|  | Dairy Products | 6 | 25 | 10 | 15 | 56 | 0.1304% | 0.5 | 28
|  | Grain Processing | 5 | 25 | 10 | 15 | 55 | 0.1281% | 0.6 | 33
|  | Fruit & Vegetables Processing | 8 | 40 | 10 | 24 | 82 | 0.191% | 0.6 | 49.2
|  | Gasification System | 5 | 25 | 8 | 12 | 50 | 0.1165% | 0.6 | 30
|  | Plasma Melter | 6 | 32 | 12 | 15 | 65 | 0.1514% | 0.6 | 39
|  | Waste Water Treatment Plant | 5 | 20 | 8 | 12 | 45 | 0.1048% | 0.6 | 27
|  | Digester | 5 | 20 | 8 | 12 | 45 | 0.1048% | 0.6 | 27
|  | Electric Power Plant | 15 | 80 | 20 | 30 | 145 | 0.3378% | 0 | 0
|  | Transportation Systems | 0 | 829 | 81.3333 | 0 | 910.3333 | 2.121% | 0 | 0
|  | City Administration & Functions | 500 | 1500 | 350 | 1200 | 3550 | 8.269%
|  | Arts & Entertainment | 250 | 800 | 250 | 600 | 1900 | 4.426%
|  | Other Public Functions (Health Care, Schools, etc.) | 4000 | 4000 | 800 | 2000 | 10800 | 25.16%
|  | Other Service Business / Trade | 500 | 2000 | 400 | 5000 | 7900 | 18.4%

## Consumption by Domiciles 1
Product & Utility Consumption by Domiciles
|  |  |  | Annual per Capita Consumption | [5 empty] | Accounted in Model
|  | Year |  |  |  | Assum. % | Per Capita (aver.) Planned
|  |  | per day | per year | per year |  | per day | per year
ENERGY / FUEL |  |  | kWh/day | MWh/yr | Trill. BTU /yr |  | kWh/day | MWh/yr
| Energy US (Domic. & Indust.) | 1999 | 331.5068 | 121 |  | 0% | 0 | 0
| Energy Europe (Dom. & Ind.) |  | 142.4658 | 52 |  | 0% | 0 | 0
TOTAL ENERGY
| Electricity |  |  |  |  | 0% | 0 | 0
| Household (Hot Water) | 1993 | 1.9688 | 0.71861 | 628 | 75% | 1.4766 | 0.53896 |  | YES
| Household / Yard (Other) |  |  |  |  | 0% | 0 | 0 |  | NO
| Heating |  |  |  |  | 0% | 0 | 0 |  | YES
| Cooling | [8 empty] | YES
| NG |  |  |  |  | 0% | 0 | 0
| Household (Hot Water) | 1993 | 6.3077 | 2.3023 | 2012 | 0% | 0 | 0 |  | YES
| Household / Yard (Other) |  |  |  |  | 0% | 0 | 0 |  | NO
| Heating / Cooling |  |  |  |  | 0% | 0 | 0 |  | NO
| Coal / Oil / Other |  |  |  |  | 0% | 0 | 0
| Household / Yard (Hot Water) | 1993 | 0.60192 | 0.2197 | 192 | 35% | 0.21067 | 0.076896 |  | YES
| Household / Yard (Other) |  |  |  |  | 0% | 0 | 0 |  | NO
| Heating / Cooling |  |  |  |  | 0% | 0 | 0 |  | NO
| Transportation Fuels |  |  |  |  | 0% | 0 | 0
| Private Uses |  |  |  |  | 0% | 0 | 0 |  | NO
WATER |  |  | per day | per year |  |  | per day | per year
|  |  | liter/day | ton/yr |  |  | liter/day | ton/yr
| Drinking Water |  |  |  |  | 100% |  | 0
| Cold Water | 1990 | 801.7477 | 292.6379 | 211.8 |  | 228.2975 | 83.3286 |  | YES
| Sink Filling | 1990 | 18.927 | 6.9084 | 5 | 60% | 11.3562 | 4.145
| Faucet Flow | 1990 | 31.4188 | 11.4679 | 8.3 | 60% | 18.8513 | 6.8807
| Bath Filling | 1990 | 34.8257 | 12.7114 | 9.2 | 45% | 15.6716 | 5.7201
| Showers | 1990 | 73.4368 | 26.8044 | 19.4 | 40% | 29.3747 | 10.7218
| Clotheswasher | 1990 | 91.6067 | 33.4364 | 24.2 | 40% | 36.6427 | 13.3746
| Dishwasher | 1990 | 0 | 0 | 0 | 0% | 0 | 0
| Toilets | 1990 | 224.4742 | 81.9331 | 59.3 | 30% | 67.3423 | 24.5799
| Yard / Other | 1990 | 327.0586 | 119.3764 | 86.4 | 15% | 49.0588 | 17.9065
| Hot Water | 1990 | 231.6665 | 84.5583 | 61.2 | 38.83% | 89.9562 | 32.834 |  | YES
| Sink Filling | 1990 | 25.3622 | 9.2572 | 6.7 | 40% | 10.1449 | 3.7029
| Faucet Flow | 1990 | 12.8704 | 4.6977 | 3.4 | 40% | 5.1481 | 1.8791
| Bath Filling | 1990 | 35.9613 | 13.1259 | 9.5 | 40% | 14.3845 | 5.2503
| Showers | 1990 | 98.4204 | 35.9234 | 26 | 38% | 37.3998 | 13.6509
| Clotheswasher | 1990 | 37.0969 | 13.5404 | 9.8 | 38% | 14.0968 | 5.1453
| Dishwasher | 1990 | 21.9553 | 8.0137 | 5.8 | 40% | 8.7821 | 3.2055
| Toilets | 1990 | 0 | 0 | 0 | 0% | 0 | 0
| Yard / Other | 1990 | 0 | 0 | 0 | 0% | 0 | 0
Forestry & Wood Products |  |  | kg/day | kg/yr |  |  | kg/day | kg/yr | ton / yr
| Paper & Paperboard | 1997 | 0.91781 | 335 |  | 50% | 0.4589 | 167.5 | 16750 | YES
| Furniture |  | No Data | [6 empty] | NO
Note on B14: Andreas Blutke: via Absorption Refrigeration (from industrial steam)
Note on C28: Andreas Blutke: and earlier
Note on E26: Andreas Blutke: 1 ton = 1000 liter
Note on F11: Andreas: Source: [xx], Table 7, unit in ,000 BTU / yr Value for el. Power: 628,000 BTU/yr
Note on F16: Andreas: Source: [xx], Table 7, unit in ,000 BTU / yr Value for el. Power: 2,012,000 BTU/yr (heat value of NG, not the applied heat value of water after combustion).
Note on F20: Andreas Blutke: Table 7, T BTU / yr
Note on G11: Andreas: assumes low-energy house design w/ high-efficiency appliances, heat recovery, etc.
Note on G13: Andreas Blutke: Assumed that no electric power is used for home heating
Note on G16: Andreas: hot water produced by solar systems with heat storage capacity, NG for back-up only assumes low-energy house design (Passivhouse) w/ high-efficiency appliances, heat recovery, etc.
Note on G20: Andreas: hot water produced by solar system, balance w/ NG assumes low-energy house design w/ high-efficiency appliances, heat recovery, etc.
Note on H37: Andreas Blutke: A typical consumption in Switzerland is 90 liter/day-person

## Consumption by Domiciles 2
Product & Utility Consumption by Domiciles
|  |  |  | Annual per Capita Consumption |  |  |  |  | Accounted in Model
|  | Year |  |  |  | Assum. % | Per US Capita (aver.) Planned
|  |  | per day | per year |  |  | per day | per year
|  |  | gram/day | kg/yr |  |  | gram/day | kg/yr
FOOD BASIS |  | 1999 | 2386.8897 | 871.2147 |  | 82.87% | 1977.9502 | 721.9518
[6 empty] | 82.51% | 1945.111
Meats/Eggs | Total Meat / Fish | 1999 | 245.0667 | 89.4493 |  | 61.2% | 149.9728 | 54.7401
| Red Meat | 1999 | 141.5471 | 51.6647 |  | 55.58% | 78.6649 | 28.7127
| Beef | 1999 | 78.9135 | 28.8034 | 32.2% | 60% | 47.3481 | 17.282 | YES
| Pork | 1999 | 61.0181 | 22.2716 | 24.9% | 50% | 30.5091 | 11.1358 | YES
| Veal & Lamb | 1999 | 1.6156 | 0.58968 | 0.6592% | 50% | 0.80778 | 0.29484 | YES
| Poultry | 1999 | 85.1271 | 31.0714 |  | 60% | 51.0763 | 18.6428
| Chicken | 1999 | 67.6046 | 24.6757 | 27.59% | 60% | 40.5628 | 14.8054 | YES
| Turkey | 1999 | 17.5225 | 6.3957 | 7.15% | 60% | 10.5135 | 3.8374 | YES
| Fish/Shellfish | 1999 | 18.3924 | 6.7132 | 7.505% | 110% | 20.2317 | 7.3846 | YES
| Eggs [numbers] | 1999 | 0.68219 | 249 |  | 50% | 0.3411 | 124.5 | YES
Dairy Products | Total Dairy Products | 1998 | 734.4544 | 268.0758 |  | 53.21% | 390.7832 | 142.6359
| Cheese | 1998 | 35.2936 | 12.8822 |  | 50% | 17.6468 | 6.4411 | YES
| Cottage Cheese | 1998 | 3.3554 | 1.2247 |  | 50% | 1.6777 | 0.61236 | YES
| Frozen dairy Products | 1998 | 36.2878 | 13.245 |  |  | 16.1431 | 5.8922
| Ice Cream | 1998 | 20.008 | 7.3029 |  | 40% | 8.0032 | 2.9212 | YES
| Lowfat ice cream | 1998 | 9.3205 | 3.402 |  | 50% | 4.6602 | 1.701 | YES
| Sherbet | 1998 | 1.6156 | 0.58968 |  | 50% | 0.80778 | 0.29484 | YES
| Other | 1998 | 5.3437 | 1.9505 |  | 50% | 2.6719 | 0.97523 | YES
| Nonfat dry milk | 1998 | 4.2253 | 1.5422 |  | 60% | 2.5352 | 0.92534 | YES
| Dry whey | 1998 | 4.2253 | 1.5422 |  | 60% | 2.5352 | 0.92534 | YES
| Condensed & evapor. Milks | 1998 | 8.202 | 2.9937 |  | 60% | 4.9212 | 1.7962 | YES
| Cream Products | 1998 | 21.4993 | 7.8472 |  | 50% | 10.7496 | 3.9236 | YES
| Yogurt | 1998 | 11.5574 | 4.2185 |  | 100% | 11.5574 | 4.2185 | YES
| Beverage milk | 1998 | 29.4527 | 10.7502 |  | 111.5% | 32.8392 | 11.9863
| Whole | 1998 | 10.3147 | 3.7649 |  | 105% | 10.8304 | 3.9531 | YES
| Lower Fat | 1998 | 19.1381 | 6.9854 |  | 115% | 22.0088 | 8.0332 | YES
| Other Dairy Products | 1998 | 580.3556 | 211.8298 |  | 50% | 290.1778 | 105.9149
|  |  | gram/day | kg/yr |  |  | gram/day-pers. | kg/yr-person
Fats & Oils | Total added fats and oils | 1997 | 84.7543 | 30.9353 |  | 58.01% | 49.1625 | 17.9443
| Salad & cooking oils | 1997 | 37.0334 | 13.5172 |  | 50% | 18.5167 | 6.7586 | YES
| Baking & Frying fats | 1997 | 31.8139 | 11.6121 |  |  | 14.7388 | 5.3797
| Shortening | 1997 | 25.9731 | 9.4802 |  | 50% | 12.9865 | 4.7401 | YES
| Lard & beef tallow | 1997 | 5.8408 | 2.1319 |  | 30% | 1.7523 | 0.63957 | YES
| Table spreads | 1997 | 15.907 | 5.806 |  |  | 15.907 | 5.806
| Butter | 1997 | 5.2195 | 1.9051 |  | 100% | 5.2195 | 1.9051 | YES
| Margarine | 1997 | 10.6875 | 3.9009 |  | 100% | 10.6875 | 3.9009 | YES
Fruits & Vegetables | Total Fruits & Vegetables | 1997 | 882.4637 | 322.0992 |  | 102.8% | 907.1692 | 331.1168
| Total Fruit | 1997 | 365.4874 | 133.4029 |  | 108.9% | 398.1463 | 145.3234
| Fresh Fruit | 1997 | 165.5318 | 60.4191 |  |  | 182.085 | 66.461
| Citrus | 1997 | 33.3052 | 12.1564 |  | 110% | 36.6357 | 13.372 | YES
| Non-citrus | 1997 | 132.2266 | 48.2627 |  | 110% | 145.4493 | 53.089 | YES
| Processed Fruit | 1997 | 199.9555 | 72.9838 |  |  | 216.0613 | 78.8624
| Frozen Fruit, non-citrus | 1997 | 4.3496 | 1.5876 |  | 110% | 4.7845 | 1.7463 | YES
| Dried, Fruit, non-citrus | 1997 | 13.4215 | 4.8988 |  | 100% | 13.4215 | 4.8988 | YES
| Canned Fruit, non-citrus | 1997 | 25.476 | 9.2987 |  | 100% | 25.476 | 9.2987 | YES
| Fruit Juices | 1997 | 156.7085 | 57.1986 |  | 110% | 172.3793 | 62.9184 | YES
| Total Vegetables | 1997 | 516.9763 | 188.6964 |  | 98.46% | 509.0229 | 185.7933
| Fresh Vegetables | 1997 | 230.651 | 84.1876 |  |  | 265.2486 | 96.8157
| Potatoes | 1997 | 59.5268 | 21.7273 |  | 115% | 68.4559 | 24.9864 | YES
| Other | 1997 | 171.1241 | 62.4603 |  | 115% | 196.7928 | 71.8294 | YES
| Processing Vegetables | 1997 | 286.3254 | 104.5088 |  |  | 243.7742 | 88.9776
| Vegetables for Canning | 1997 | 131.6053 | 48.0359 |  | 90% | 118.4447 | 43.2323 | YES
| Tomatoes | 1997 | 90.3466 | 32.9765 |  | 90% | 81.3119 | 29.6789 | YES
| Other | 1997 | 41.2587 | 15.0594 |  | 90% | 37.1328 | 13.5535 | YES
| Vegetables for Freezing | 1997 | 101.2826 | 36.9682 |  | 90% | 91.1544 | 33.2713 | YES
| Potatoes | 1997 | 73.3212 | 26.7622 |  | 80% | 58.6569 | 21.4098 | YES
| Other | 1997 | 27.9615 | 10.2059 |  | 80% | 22.3692 | 8.1647 | YES
| Dehydrated Veg's & Chips | 1997 | 42.8742 | 15.6491 |  | 60% | 25.7245 | 9.3895 | YES
| Pulses | 1997 | 10.5632 | 3.8556 |  | 80% | 8.4506 | 3.0845 | YES
Grain Products | Total Grain Products | 1997 | 248.6706 | 90.7648 |  | 154.9% | 385.1225 | 140.5697
| Wheat Flour | 1997 | 186.0369 | 67.9035 |  | 150% | 279.0554 | 101.8552 | YES
| Corn Products | 1997 | 28.7071 | 10.4781 |  | 150% | 43.0606 | 15.7171 | YES
| Rice | 1997 | 24.2333 | 8.8451 |  | 200% | 48.4665 | 17.6903 | YES
| Other | 1997 | 9.6933 | 3.5381 |  | 150% | 14.54 | 5.3071 | YES
Caloric Sweeteners | Total caloric Sweeteners | 1997 | 191.4801 | 69.8902 |  | 50% | 95.74 | 34.9451
| Cane & Beet Sugar | 1997 | 82.6416 | 30.1642 |  | 50% | 41.3208 | 15.0821 | YES
| Corn Sweeteners | 1997 | 107.0986 | 39.091 |  |  | 53.5493 | 19.5455
| High Fructose Corn Syrup | 1997 | 77.5465 | 28.3045 |  | 50% | 38.7732 | 14.1522 | YES
| Glucose | 1997 | 24.7801 | 9.0447 |  | 50% | 12.39 | 4.5224 | YES
| Dextrose | 1997 | 4.7721 | 1.7418 |  | 50% | 2.386 | 0.87091 | YES
| Other Caloric Sweeteners | 1997 | 1.7398 | 0.63504 |  | 50% | 0.86991 | 0.31752 | YES
Beverages | Malt Products |  |  |  |  | 100% |  | #VALUE! | NO
| Wine Products |  |  |  |  | 100% |  | #VALUE! | NO
| Liquor |  |  |  |  | 100% |  | #VALUE! | NO
| Other |  |  |  |  | 100% |  | #VALUE! | NO
Note on B46: Andreas Blutke: Fresh-weight Equivalent
Note on B74: Andreas Blutke: Oat Products, Barley Products, Rye flour, etc.
Note on B76: Andreas Blutke: dry Weight
Note on E17: Andreas Blutke: eggs, not kg
Note on G7: Andreas Blutke: W/o Milk

## Energy Consumption
Energy Consumption per Capita
All Consumption per Country (including Households, Industries, Transportation, etc.)
Country | Year | ton-oil/ person-yr |  | Country | Year | MW-h/ person-yr |  | kW-h/ person-day |  | Link to Model
US | 1990 | 7.75 |  | US | n/a | 95 | (121 in 1999) | 260.274 |  | NO
Germany | 1990 | 4.56 |  | Germany | n/a | 52 |  | 142.4658 | 54.74% | NO
France | 1990 | 3.93 |  | China | n/a | 7 |  | 19.1781 | 7.368% | NO
Switzerland | 1990 | 3.4 |  | Bangladesh | n/a | 0.7 |  | 1.9178 | 0.7368% | NO
S. Africa | 1990 | 2.59 |  | Tansania | n/a | 0.4 |  | 1.0959 | 0.4211% | NO
China | 1990 | 0.57 |  | Goal for W. Europe |  | 39 |  | 106.8493 | 41.05% | NO
Thailand | 1990 | 0.53
Africa (aver.) | 1990 | 0.34 |  | Value for this community: |  | 54.8931 |  | 150.392 | for comparison
India | 1990 | 0.21 |  | Note: The above values are for all electricity used per person within the country.
Note: For information on el. Power usage per person in households, see Sheet "Domiciles Inputs & Outputs"
Consumption by Europeans (in a City with 1 Million Persons; Source: EEA)
Country | Year | Type | Qty. | Unit
Europe | 2000 | Fossil Fuel | 11.5 | kg/person-day | [5 empty] | NO
Europe | 2000 | Water | 320 | kg/person-day | [5 empty] | NO
Europe | 2000 | Food | 2 | kg/person-day | [5 empty] | NO
Waste Production by Europeans (in 1 Million City; Source: EEA)
Europe | 2000 | Waste water | 300 | kg/person-day | [5 empty] | YES
Europe | 2000 | CO2 | 25 | kg/person-day | [5 empty] | YES
Europe | 2000 | Solid Waste | 1.6 | kg/person-day | [5 empty] | YES

## Consumption Overview
Consumption/Demand in 100,000 Person City (INFORMATION ONLY, NO LINKS TO OTHER SHEETS) | [9 empty] | Requirements for Delivery
Category | Subcategory | % of US | Qty. |  | Qty. |  | Qty. |  | Source | Import/ | by | Type | Qty
|  | in 1999 | Per Capita - Daily |  | Community - Daily |  | Community - Yearly |  |  | Produced
Fossil Fuel |  |  | 11.5 | kg/d | 1150 | ton/day | 419750 | ton/yr | EEA
| Oil | [8 empty] | IMPORT | Oil Industry
| NG | [8 empty] | IMPORT | NG Line
| Other incl. coal | [8 empty] | IMPORT | TBD
| Gasoline/Diesel | [8 empty] | IMPORT
| Biodiesel | [8 empty] | IMPORT / TBD
| Methanol | [8 empty] | IMPORT / TBD
| Hydrogen | [8 empty] | IMPORT / TBD
| Electric Power | [8 empty] | PRODUCT | Power Plant
Water |  |  |  | l/d |  |  |  |  | EEA
| for households |  | 269.1949 | l/d | 26919.4936 | m3/day | 9825615.1494 | m3/yr
for industry
| Other (Yard w/o Farming) |  | 49.0588 | l/d | 4905.8784 | m3/day | 1790645.616 | m3/yr
Food |  | 82.51% | 1.9451 | kg/d | 194.5111 | ton/day | 70996.5527 | ton/yr | (EEA/USDA)
| Meats | 57.24% | 0.12974 | kg/d | 12.9741 | ton/day | 4735.5529 | ton/yr |  | Farm
| Fish | 110% | 0.020232 | kg/d | 2.0232 | ton/day | 738.456 | ton/yr |  | Farm
| Eggs | 50% | 0.3411 | pc./day | 34109.589 | pc./day | 12450000 | pc./yr |  | Farm
| Dairy Products | 53.21% | 0.35794 | kg/d | 35.7944 | ton/day | 13064.9551 | ton/yr |  | Farm
| Added Fats & Oils | 58.01% | 0.049162 | kg/d | 4.9162 | ton/day | 1794.4298 | ton/yr |  | IMPORT
| Fruits & Vegetables | 102.8% | 0.90717 | kg/d | 90.7169 | ton/day | 33111.6756 | ton/yr |  | Farm / Industry
| Grain Products | 154.9% | 0.38512 | kg/d | 38.5123 | ton/day | 14056.9718 | ton/yr |  | Farm
| Caloric Sweeteners | 50% | 0.09574 | kg/d | 9.574 | ton/day | 3494.5115 | ton/yr |  | Farm / Industry
Beverages
| Beverage Milk | 100% | 0.032839 | liter/d | 3.2839 | ton/day | 1198.6301 | ton/yr | (EEA/USDA) | Farm / Industry
| Wine | [8 empty] | Farm / Industry
| Malt Products | [8 empty] | Farm / Industry
Waste Production in 100,000 Person City
Category | Subcategory |  | Qty. |  | Qty. |  | Qty. |  | Source
|  |  | Per Capita - Daily |  | Community - Daily |  | Community - Yearly
Waste water |  |  | 300 | l/d | 30000 | ton/day | 10950000 | ton/yr | EEA
CO2 |  |  | 25 | kg/d | 2500 | ton/day | 912500 | ton/yr | EEA
Solid Waste |  |  | 1.6 | kg/d | 160 | ton/day | 58400 | ton/yr | EEA
Note on K6: Andreas Blutke: European Environmental Agency (EEA)
Note on K15: Andreas Blutke: European Environmental Agency (EEA)
Note on K20: Andreas Blutke: Guideline by European Environmental Agency (EEA), using info from USDA 2000, modified
Note on K31: Andreas Blutke: Guideline by European Environmental Agency (EEA), using info from USDA 2000, modified

## ENERGY USAGE
ENERGY USAGE & WASTE PRODUCTION FOR SIC CODE 20
SIC CODE | INDUSTRY | Total Energy Consumption | Year | Energy Usage |  | Product Ratio | Major Type of Fuel Consumption |  |  |  | Type of Heat used |  | Total Waste |  | Volatile Solids | Fuel Waste | Non-Fuel Waste | Applicable Waste | Heat Value | Volatile Solids | Option 1: CH4 Production |  | Heat Value | Fermentable Solids | Option 2: Ethanol Production |  | Combustible Solids | Option 3: Direct Combustion |  | Option 4: Gasification |  | Gasif. & GT | Gasif. & FC
|  | GWh (1977) |  | kW/ kg finished product |  | kg fin. Prod/ kg raw Mat'l | NG | Elec-tricity | Coal | (Resid.) Fuel Oil | Steam [DEG C] | Direct Heat [DEG C] | Million m3/yr |  | ,000 ton (metric) /yr | ,000 ton (metric) /yr | TBD |  | MW / ton(m) waste | kg/ ton raw material | m3/ton raw material | kW-h/ton raw material | MW/ton dry | kg/ ton raw material | liter / ton raw material | kW-h/ton raw material | kg/ ton raw material | Moisture Content [%] | kW-h/ton raw material | Moisture Content [%] | Syngas kW-h/ ton raw mat'l | kW-h/ton raw material | kW-h/ton raw material
2011 | Meat Packing Plants | 18869.0302 | 1977 | 1.6794 | kW/kg | 0.56 | 49% | 33% | 18% |  | 60, 188 C |  | 423.9648 |  |  |  |  | Catch basin and slaughter | 4.846 | 29 | 9.9883 | 103.3507 | 4.2 - 5.6 | 11 | 7.9605 | 60.5
2016 | Poultry Dressing Plants | 5918.5467 | 1977 | 1.1627 | kW/kg | 0.76 | 35% | 28% |  | 37% | 60 C |  | 105.9912 |  |  |  |  | All waste water (solids per 1000 birds) | 4.846 | 37 | 13.1096 | 135.6478 |  | 25 | 18.0921 | 137.5
2022 | Cheese, Natural & Processed | 6944.0375 | 1977 | 3.0359 | kW/kg | 0.19 | 49% | 33% |  | 18% | 49, 71-93 C |  | 204.4116 |  | 320.6931 | 320.6931 |  | Whey |  | 22 | 7.4912 | 77.513 |  | 21 | 15.1974 | 115.5
2023 | Condensed & Evaporated Milk | 7471.4328 | 1977 | 1.5503 | kW/kg raw | 0.9 | 59% | 31% |  | 10% | 71 C | 177 - 204 C | 21.5768 |  | 6.804 | 6.804 |  | All wastes |  | 1.1 | 0.31838 | 3.2943 |  | 0.55 | 0.39803 | 3.025
2026 | Fluid Milk | 10167.0085 | 1977 | 0.36819 | kW/kg | 0.93 | 37% | 29% |  | 34% | 72 - 77 C |  | 2763.342 |  |  |  |  | Cottage cheese whey |  | 12 | 4.1826 | 43.2781 |  | 11 | 7.9605 | 60.5
2033 | Canned Fruits & Vegetables | 13858.7753 | 1977 | 0.96891 | kW/kg raw | 1.37 | 59% | 28% | 13% | 0% | 82-100C, 100-121C
2037 | Frozen Fruits & Vegetables | 9786.1119 | 1977 | 1.0723 | kW/kg raw | 0.63 | 10% | 75% |  | 15% | 82 - 93 C
| Potatoes |  |  | 2.03 |  | 0.77 | 52.8% | 46.8% | 0% | 0.4% |  |  | 121.1328 |  |  |  |  | Peel (wet caustic peeling) |  | 26 | 9.364 | 96.8913 |  | 14 | 10.1316 | 77
| Tomatoes | [11 empty] | 56.781 |  |  |  |  | Clean and peel |  | 12 | 4.0577 | 41.9862 |  | 5 | 3.6184 | 27.5
| Citrus Fruit | [11 empty] | 189.27 |  |  |  |  | Peel |  | 119 | 41.5762 | 430.1974 |  | 119 | 86.1184 | 654.5 | 395 | 70% | 471.3621
[18 empty] | Centrifuging |  | 9.4 | 3.3086 | 34.2349 |  | 5.2 | 3.7632 | 28.6
| Corn | [11 empty] | 21.5768 |  |  |  |  | Cut and blanch (frozen) |  | 35 | 12.2356 | 126.6046 |  | 16 | 11.5789 | 88
[18 empty] | Clean and cut (canned) |  | 37 | 12.9223 | 133.71 |  | 17 | 12.3026 | 93.5
| Peaches | [11 empty] | 15.8987 | [6 empty] | 29 | 9.9883 | 103.3507
2044 | Rice Milling | 1113.39 | 1977 | 0.25838 | kW/kg | 0.73 | 70% | 30% |  | 0% |  |  | 1.1068 | Mill. ton hulls/yr |  |  |  | Hulls | [8 empty] | 190 | 12.5% | 729.489
2046 | Wet Corn Milling | 24728.9774 | 1977 | 3.7465 | kW/kg | 0.7 | 40% | 60% | 0% |  | 182, 315 C | 315-482 C | 33.6901 |  |  |  |  | Starch modifying, syrup refining |  | 13 | 4.5572 | 47.1538 |  | 7.5 | 5.4244 | 41.3845
2062 | Cane Sugar Refining | 9522.4143 | 1977 | 1.4211 | kW/kg | 0.86 | 55% | 5% |  | 40% | 129 C | 85 - 91 C | 219.5532 |  | 23.587 | 23.587 |  | Process water |  | 2.7 | 0.9364 | 9.6891 | (4.2) 4.9 - 5.2 | 1.9
|  |  | 1977 | [14 empty] | Bagasse | [8 empty] | 190 | 49% | 519.0595
2063 | Beet Sugar | 22004.102 | 1977 | 7.7513 | kW/kg | 0.13 | 37% |  | n/a |  | 132-138 C | 110-138 C | 352.0422 |  |  |  |  | Flume water, process water, Steffans waste |  | 25 | 8.7397 | 90.4319 |  | 17 | 12.5179 | 94.6933
2075 | Soybean Oil Mills | 13272.7805 | 1977 | 0.51675 | kW/kg | 0.92 | 50% | 20% | 0% | 30% | 82 - 93 C |  | 1.5422 | Mill. ton hulls/yr |  |  |  | Hulls | [8 empty] | 70 | 12% | 322.6586
2082/83 | Malt Beverages / Malt | 14679.1679 | 1977 | 17.6349 | kW/liter |  | 45% | 33% | 22% |  | 100 C |  | 227.124 |  |  |  |  | Equipment wash water, waste beer, cooling H2O, sanitary wastes |  | 116 | 40.5774 | 419.8623 |  | 74 | 53.5526 | 407
2085 | Distilled Liquor (except Brandy) | 4541.4591 | 1977 | 7.9451 | kW/kg raw |  | 33% | 56% |  | 11% | 100, 110, 149-204 C |  | 49.2102 |  |  |  |  | Feed Recovery |  | 592 | 206.0082 | 2131.6086 |  | 410 | 296.7105 | 2255
TBD | Forrest Business (Tree Farm) |  | 1998 | [15 empty] | 5.4921
TBD | Wood Mills | TBD | 1997 |  | kW/kg raw | TBD | [6 empty] | TBD |  | Usage in the NW: | Pulp & boards | 54% | Sawdust, wood chips, bark, slabs, edging, trim | 5.4921 |  |  |  | 5.4905
TBD | Paper Production | [14 empty] | Fuel | 31% | Logging Residue | 5.4921 |  |  |  | 5.4905
TBD | [22 empty] | 5.4905
TBD | Crop Production | [16 empty] | Crop Waste | 4.846 |  |  |  | 5.4905
Other Businesses
TBD | Electronics/El. Products Assembly | [14 empty] | Misc. | 8%
TBD | Bakery | [14 empty] | Unused | 7%
TBD | Grocery Store
TBD | Entertainment Business | [16 empty] | MSW |  |  |  |  | 3.2 - 5.2
TBD | Drugstore | [16 empty] | Sewage |  |  |  |  | 4.6831
TBD | Beauty Store
TBD | Coffeshop
Note on G12: Andreas Blutke: > 1 ?????
Note on G13: Andreas Blutke: veg only
Note on H4: Andreas Blutke: In Red: balanced numbers (not from original data). Some links to other sheets used!
Note on T24: Andreas Blutke: Bagasse is actually generated by raw cane sugar processing SIC 2061
Note on U7: Andreas Blutke: Source: PNL Report 1982
Note on U8: Andreas Blutke: Source: PNL Report 1982
Note on U31: Andreas Blutke: Source: PNL Report 1982
Note on U32: Andreas Blutke: Source: PNL Report 1982
Note on U33: Andreas Blutke: Source: PNL Report 1982
Note on U35: Andreas Blutke: Source: PNL Report 1982
Note on W7: Andreas Blutke: typical value: 0.35 m3 per kg volatile solids
Note on X7: Andreas Blutke: typical: 3.9 kW-h / kg of volatile solids
Note on AF21: Andreas Blutke: 19.9 % ash dry basis
Note on AF24: Andreas Blutke: 2 % ash wet basis
Note on AF26: Andreas Blutke: 4.3 % ash wet basis

## Grain Production
Information on Grain Production
Grain Production
|  | Demand by Community (Grain) | ton / yr | 14056.9718 |  |  |  | 14056.9718
|  | Export of raw Grain | ton / yr | 0
|  | Export of processed Grain |  | 10%
1405.6972
|  |  |  | Wheat Flour | Corn Products | Rice | Other
|  | Fractions |  | 72.46% | 11.18% | 12.58% | 3.775% | 100%
|  | Product Ratio (Yield) |  | 95% | 95% | 95% | 95%
|  | Production | ton / yr | 11793.7614 | 1819.879 | 2048.3487 | 614.5046 | 16276.4936
|  | Specific Energy Usage | MW / ton | 1.17 | 1.39 | 1.17 | 1.49
|  | Energy Usage | MWh / yr | 11917.0598 | 2184.682 | 2069.7632 | 790.7557 | 16962.2607
|  | Operation | hrs / yr | 2700 | 2700 | 2700 | 2700 | 2700
|  |  | MW / hr | 4.4137 | 0.80914 | 0.76658 | 0.29287 | 6.2823
Type of Energy
|  |  | NG | 17% | 37% | 84% | 6% | 36%
|  |  | Electricity | 5% | 4% | 12% | 1% | 5.5%
|  |  | Oil / Gasoline | 78% | 59% | 4% | 93% | 58.5%
Usage of Energy
|  |  | NG | 0.75033 | 0.29938 | 0.64393 | 0.017572 | 1.7112
|  |  | Electricity | 0.22069 | 0.032366 | 0.091989 | 0.0029287 | 0.34797
|  |  | Oil / Gasoline | 3.4427 | 0.47739 | 0.030663 | 0.27237 | 4.2231
Use of STEAM
|  | Steam (LQ)/Heat Demand | MWh / hr | 0 | 0 | 0 | 0 | 0
|  | Steam (HQ) Demand | MWh / hr | 0 | 0 | 0 | 0 | 0
|  | Steam (LQ)/Heat Production | MWh / hr | 0 | 0 | 0 | 0 | 0
|  | Steam (HQ) Production | MWh / hr | 0 | 0 | 0 | 0 | 0
Waste Generation (in Production)
|  | Waste Ratio 1 | ton w./ton pr. | 0% | 0% | 0% | 0%
|  | Waste Production (Recyclable Metal) | ton / yr | 0 | 0 | 0 | 0 | 0
|  | Waste Ratio 2 | ton w./ton pr. | 0% | 0% | 0% | 0%
|  | Waste Production (Non-Fuel Waste TBD) | ton / yr | 0 | 0 | 0 | 0 | 0
|  | Waste Ratio 3.1 | ton w./ton pr. | 5% | 5% | 5% | 5%
|  | Waste Production (Grain Waste) | ton / yr | 589.6881 | 90.994 | 102.4174 | 30.7252 | 813.8247
|  | Waste Ratio 3.2 (Straw) | ton w./ton pr. | 110% | 50% | 50% | 50%
|  | Waste Production (Straw) | ton / yr | 12973.1375 | 909.9395 | 1024.1743 | 307.2523 | 15214.5036
|  | Waste Ratio 3.3 (all other Fuel Waste) | ton w./ton pr. | 25% | 30% | 30% | 20%
|  | Waste Production (Fuel Waste other) | ton / yr | 2948.4403 | 545.9637 | 614.5046 | 122.9009 | 4231.8096
|  | Waste Production (Fuel Waste total) | ton / yr | 16511.2659 | 1546.8972 | 1741.0964 | 460.8785 | 20260.1379
|  | Waste Water Ratio | ton w.w./ton pr. | 0% | 0% | 0% | 0%
|  | Waste Water | ton / yr | 0 | 0 | 0 | 0 | 0
Staffing Requirements
|  | Staffing Category 1 | (e.g., Engineering) | 4
|  | Staffing Category 2 | (e.g., Technical) | 20
|  | Staffing Category 3 | (e.g., Man'mt, Admin) | 8
|  | Staffing Category 4 | (other) | 30
|  |  | Total Staff | 62
Note on J12: Andreas Blutke: Energy Requirement for soybeans

## Fruit & Vegetable Farm
Information on Fruit, & Vegetable Farming
Fruit & Vegetables Production
|  | Demand by Community (Fruit & Vegetables) | ton / yr | 33111.6756 |  | 33111.6756
|  | Export of unprocessed Fruit & Veget. | ton / yr | 0
|  | Export of processed Fruit & Veget. |  | 10%
|  |  | ton / yr | 3311.1676
|  |  |  | Fruit (fresh) | Vegetables (fresh)
|  | Type of Processing |  | 43.89% | 56.11% | 100%
|  | Product Ratio (Yield) |  | 85% | 85%
|  | Production | ton / yr | 18806.5595 | 24043.8442 | 42850.4037
|  | Specific Energy Usage | MW / ton | 0.5 | 0.5
|  | Energy Usage | MW / yr | 7266.1707 | 9289.6671 | 16555.8378
|  | Operation | hrs / yr | 2700 | 2700 | 2700
|  |  | MWh / hr | 2.6912 | 3.4406 | 6.1318
Type of Energy
|  |  | NG | 25% | 25% | 12.5%
|  |  | Electricity | 25% | 25% | 12.5%
|  |  | Oil / Gasoline | 50% | 50% | 25%
Usage of Energy
|  |  | NG | 0.67279 | 0.86015 | 1.5329
|  |  | Electricity | 0.67279 | 0.86015 | 1.5329
|  |  | Oil / Gasoline | 1.3456 | 1.7203 | 3.0659
Use of STEAM
|  | Steam (LQ)/Heat Demand | MWh / hr | 0 | 0 | 0
|  | Steam (HQ) Demand | MWh / hr | 0 | 0 | 0
|  | Steam (LQ)/Heat Production | MWh / hr | 0 | 0 | 0
|  | Steam (HQ) Production | MWh / hr | 0 | 0 | 0
Waste Generation (in Production)
|  | Waste Ratio 1 | ton w./ton pr. | 0% | 0%
|  | Waste Production (Recyclable Metal) | ton / yr | 0 | 0 | 0
|  | Waste Ratio 2 | ton w./ton pr. | 0% | 0%
|  | Waste Production (Non-Fuel Waste TBD) | ton / yr | 0 | 0 | 0
|  | Waste Ratio 3.1 | ton w./ton pr. | 15% | 15%
|  | Waste Production (Fruit & Vegetable Waste) | ton / yr | 2820.9839 | 3606.5766 | 6427.5606
|  | Waste Ratio 3.2 (Leaves, Branches) | ton w./ton pr. | 80% | 150%
|  | Waste Production (Leaves, Branches) | ton / yr | 15045.2476 | 36065.7662 | 51111.0139
|  | Waste Ratio 3.3 (all other Fuel Waste) | ton w./ton pr. | 15% | 15%
|  | Waste Production (Fuel Waste other) | ton / yr | 2820.9839 | 3606.5766 | 6427.5606
|  | Waste Production (Fuel Waste total) | ton / yr | 20687.2155 | 43278.9195 | 63966.135
|  | Waste Water Ratio | ton w.w./ton pr. | 0% | 0%
|  | Waste Water | ton / yr | 0 | 0 | 0
|  | Export of Fruit & Vegetable | ton / yr | 0.1
Staffing Requirements
|  | Staffing Category 1 | (e.g., Engineering) | 5
|  | Staffing Category 2 | (e.g., Technical) | 25
|  | Staffing Category 3 | (e.g., Man'mt, Admin) | 10
|  | Staffing Category 4 | (other) | 50
|  |  | Total Staff | 90
Note on G50: Andreas Blutke: All Fruit & Vegetable products combined

## Animal Farms 1
Information on Animal Farming (1)
MILK from COWS |  | ton/day | ton/yr |  | EGGS from CHICKEN |  | eggs/day | eggs/yr
| Production per Animal | 0.029825 | 10.8862 |  |  | Production per Animal | 0.80274 | 293
| Endprod./Prod. Ratio |  | 90% |  |  | Endprod./Prod. Ratio |  | 95%
| Consumption | 39.181 | 14301.0515 |  |  | Consumption | 35904.8306 | 13105263.1579
| Product Ratio |  |  | 100% |  | Product Ratio |  |  | 100%
[6 empty] | Weight (kg / egg) |  | 0.07 | kg
| Animals Stock (min.) |  | 1313.6842 |  |  | Animals Stock (min.) |  | 44727.8606
| Life Expectancy |  | 4.5 | Yrs |  | Life Expectancy |  | 3.5 | Yrs
| Reproduction Time |  | 3.5 | Yrs |  | Reproduction Time |  | 2.75 | Yrs
| Stock for Reprod. |  | 525.1878 |  |  | Stock for Reprod. |  | 2129.8981
| Stock for Prod. Export |  |  | 50% |  | Stock for Prod. Export |  |  | 25%
| Stock for Exp. of Goods |  | 656.8421 |  |  | Stock for Exp. of Goods |  | 11181.9652
| Stock for Reprod. of Exp. |  | 262.5939 |  |  | Stock for Reprod. of Exp. |  | 532.4745
| Total Stock Cows |  | 2758.3081 |  |  | Total Stock Chicken |  | 58572.1984
| Animals dying/yr |  | 612.9574 |  |  | Animals dying/yr |  | 16734.9138
| Animals reproduced/yr |  | 612.7191 |  |  | Animals reproduced/yr |  | 16734.9137
CATTLE for Meat |  | ton/day | ton/yr |  | CHICKEN for Meat |  | ton/day | ton/yr
| Weight Gain | 0.0012 | 0.438 |  |  | Weight Gain | 4.8e-05 | 0.01752
| Meat for Consumption | 4.7348 | 1728.2047 |  |  | Meat for Consumption | 4.0563 | 1480.5407
| Product Ratio |  |  | 56% |  | Product Ratio |  |  | 76%
| Total Animal Meat | 2.6515 | 3086.0798 |  |  | Total Animal Meat | 3.0828 | 1948.0799
| Animal Waste | 2.0833 | 1357.8751 |  |  | Animal Waste | 0.97351 | 467.5392
| Feed Time |  | 0.78 | Yrs |  | Feed Time |  | 0.13151 | Yrs
| Animal Weight (Birth) |  | 0.02 | ton |  | Animal Weight (Birth) |  | 0.0001 | ton
| Animal Weight (Slaughter) |  | 0.36164 | ton |  | Animal Weight (Slaughter) |  | 0.002404 | ton
| Animals killed for Meat | 23.3796 | 8533.5686 | animals/yr |  | Animals killed for Meat | 2220.1352 | 810349.3561 | animals/yr
| Animals Stock (min.) |  | 6656.1835 | animals |  | Animals Stock (min.) |  | 106566.4907 | animals
| Reproduction Rate |  | 1 | births/cow-yr |  | Reproduction Rate |  | 8 | births/chic-yr
| Stock (for Reprod.) |  | 15360.2286 |  |  | Stock (Reprod.) |  | 135058.226
| Stock for Prod. Export |  |  | 10% |  | Stock for Prod. Export |  |  | 40%
| For Export |  | 853.3569 |  |  | For Export |  | 324139.7425
| Stock for Export |  | 665.6184 |  |  | Stock for Export |  | 42626.5963
| Exp. Stock (for Reprod.) |  | 1536.0229 |  |  | Exp. Stock (for Reprod.) |  | 54023.2904
| Total Animal Count |  | 24218.0534 |  |  | Total Animal Count |  | 338274.6034
| Animals killed/dying per yr |  | 13141.648 |  |  | Animals killed/dying per yr |  | 1188512.389
| Animals reproduced/yr |  | 13141.5289 |  |  | Animals reproduced/yr |  | 1188512.389
SWINE for Meat |  | ton/day | ton/yr |  | TURKEY for Meat |  | ton/day | ton/yr |  | RABBIT for Meat |  | ton/day | ton/yr
| Weight Gain | 0.00073 | 0.26645 |  |  | Weight Gain | 5e-05 | 0.01825 |  |  | Weight Gain | 4e-05 | 0.0146
| Meat for Consumption | 3.0509 | 1113.5807 |  |  | Meat for Consumption | 1.0514 | 383.7431 |  |  | Meat for Consumption | 0
| Product Ratio |  |  | 56% |  | Product Ratio |  |  | 76% |  | Product Ratio
| Total Animal Meat | 1.7085 | 1988.537 |  |  | Total Animal Meat | 0.79903 | 504.9251 |  |  | Total Animal Meat | 0 | #DIV/0!
| Animal Waste | 1.3424 | 874.9563 |  |  | Animal Waste | 0.25232 | 121.182 |  |  | Animal Waste | 0 | #DIV/0!
| Feed Time |  | 1.5 | Yrs |  | Feed Time |  | 0.4 | Yrs |  | Feed Time |  | 0.19726 | Yrs
| Life Expectancy |  | 4.5 | Yrs |  | Life Expectancy |  | 3.5 | Yrs |  | Life Expectancy |  | 3.5 | Yrs
| Reproduction Time |  | 3.5 | Yrs |  | Reproduction Time |  | 2.75 | Yrs |  | Reproduction Time |  | 2.75 | Yrs
| Animal Weight (Birth) |  | 0.005 | ton |  | Animal Weight (Birth) |  | 0.0002 | ton |  | Animal Weight (Birth) |  | 0.0001 | ton
| Animal Weight (Slaughter) |  | 0.40468 | ton |  | Animal Weight (Slaughter) |  | 0.0075 | ton |  | Animal Weight (Slaughter) |  | 0.00298 | ton
| Animals killed for Meat | 13.4628 | 4913.9111 | animals/yr |  | Animals killed for Meat | 184.4475 | 67323.3478 | animals/yr |  | Animals killed for Meat | #DIV/0! | #DIV/0! | animals/yr
| Animals Stock (min.) |  | 7370.8666 | animals |  | Animals Stock (min.) |  | 26929.3391 | animals |  | Animals Stock (min.) |  | #DIV/0! | animals
| Reproduction Rate |  | 2.3 | births/cow-yr |  | Reproduction Rate |  | 6 | births/turkey-yr |  | Reproduction Rate |  | 10 | births/rabbit-yr
| Stock (for Reprod.) |  | 3136.5389 |  |  | Stock (Reprod.) |  | 15202.0463 |  |  | Stock (Reprod.) |  | #DIV/0!
| Stock for Prod. Export |  |  | 50% |  | Stock for Prod. Export |  |  | 30% |  | Stock for Prod. Export |  |  | 50%
| For Export |  | 2456.9555 |  |  | For Export |  | 20197.0043 |  |  | For Export |  | #DIV/0!
| Stock for Export |  | 3685.4333 |  |  | Stock for Export |  | 8078.8017 |  |  | Stock for Export |  | #DIV/0!
| Exp. Stock (for Reprod.) |  | 1568.2695 |  |  | Exp. Stock (for Reprod.) |  | 4560.6139 |  |  | Exp. Stock (for Reprod.) |  | #DIV/0!
| Total Animal Count |  | 15761.1083 |  |  | Total Animal Count |  | 54770.801 |  |  | Total Animal Count |  | #DIV/0!
| Animals killed/dying per yr |  | 8416.3796 |  |  | Animals killed/dying per yr |  | 93166.8265 |  |  | Animals killed/dying per yr |  | #DIV/0!
| Animals reproduced/yr |  | 8416.3795 |  |  | Animals reproduced/yr |  | 93166.8265 |  |  | Animals reproduced/yr |  | #DIV/0!
FISH for Meat |  | ton/day | ton/yr
| Weight Gain | 1.5e-05 | 0.005475
| For Consumption | 2.0232 | 738.456
| Product Ratio |  |  | 45%
| Total Animal Meat | 0.91043 | 1641.0132
| Animal Waste | 1.1127 | 902.5573
| Lifetime |  | 2 | Yrs
| Life Expectancy |  | 4 | Yrs
| Reproduction Time |  | 3.5 | Yrs
| Animal Weight (Birth) |  | 0 | ton
| Animal Weight (Slaughter) |  | 0.01095 | ton
| Animals killed for Meat | 410.5869 | 149864.2224 | animals/yr
| Animals Stock (min.) |  | 299728.4447 | animals
| Reproduction Rate |  | 500 | births/fish-yr
| Stock (for Reprod.) |  | 342.7426
| Stock for Prod. Export |  |  | 100%
| For Export |  | 149864.2224
| Stock for Export |  | 299728.4447
| Exp. Stock (for Reprod.) |  | 342.7426
| Total Animal Count |  | 600142.3748
| Animals killed/dying per yr |  | 299899.8161
| Animals reproduced/yr |  | 299899.8161
Note on B6: Andreas Blutke: by Community of 100,000
Note on C4: Andreas Blutke: 24,000 lb/yr-cow or 0.02983 ton/cow-day - Source: [45] in some reports up to 32 liter per day or 0.032ton/day
Note on D6: Andreas Blutke: Value for all dairy products plus (not only) milk beverage!
Note on D27: Andreas Blutke: OTM Rule: No meat for human consumption of anmials more than 30 months old!!!
Note on D29: Andreas Blutke: average slaughter weight: beef: 800 lbs; dairy cow: 1400 lbs
Note on E24: Andreas Blutke: @ 0.56 Product Ratio of final Product / raw Product
Note on H6: Andreas Blutke: by Community of 100,000
Note on H33: Andreas Blutke: additional mortality (primarily due to respiratory diseases): 5%; Feed conversion: 1.9…2.2 Space requirement: ~ 20 chicken/m2
Note on I22: Andreas Blutke: Source: Spanish/British Reseach Group
Note on K7: Andreas Blutke: 53% Fresh Eggs, 25% in Pasta and other Products 22% in Restaurants

## Animal Farms 2
Information on Animal Farming (2)
|  |  |  | Cattle | Swine | Chicken | Turkey | Fish
|  |  | Total Animal Count | 26976.3615 | 15761.1083 | 396846.8018 | 54770.801 | 600142.3748
|  |  | Total Living Animal Weight [ ton ] | 9755.7314 | 6378.1265 | 954.0197 | 410.781 | 6571.559
|  |  | Animals slaughtered or killed / Yr | 13754.6054 | 8416.3796 | 1205247.3028 | 93166.8265 | 299899.8161
| Meat Production (ton/yr) |  | Ton / yr | 2592.307 | 1670.371 | 2072.757 | 498.866 | 1476.9119 | 8311.2129
|  |  | For Consumption by Community (y) | 1728.2047 | 1113.5807 | 1480.5407 | 383.7431 | 738.456 | 5444.5251
|  |  | Export | 864.1023 | 556.7903 | 592.2163 | 115.1229 | 738.456 | 2866.6878
| Other Production |  |  | Milk (ton/yr) | N/A | Eggs (pc/yr) | Eggs (ton/yr) | N/A
|  |  | For Consumption by Community | 14301.0515 |  | 13105263.1579 | 917.3684
|  |  | Export | 7150.5257 |  | 3276315.7895 | 229.3421
|  |  |  | 21451.5772 |  | 16381578.9474 | 1146.7105
| Waste (ton/yr) |  | Ton / yr
|  |  | Fuel Waste (Type 1: Dead Animals only) | 1579.5278 | 423.0929 | 170.1027 | 42.3486 | 1.8765 | 2216.9485
|  |  | Other Fuel Waste (Milk, Eggs, etc.) | 1430.1051 |  | 45.8684 |  |  | 1475.9736
|  |  | Manure Production (ton/yr-grown animal) | 22.3 | 1.9 | 0.024 | 0.112 | N/A
8.3
|  | Manure | ton/yr | 499067.6345 | 29946.1058 | 9524.3232 | 6134.3297 |  | 544672.3932
|  |  | kg manure/yr-kg living animal | 51.1564 | 4.6951 | 9.9834 | 14.9333
|  | Non-Fuel Waste | [6 empty] | 0
| Energy usage (in Production) |  |  | Cattle | Swine | Chicken | Turkey | Fish
|  | Specific Energy Usage | MWh/ton Meat | 13.2 | 10.08 | 4.1 | 4.1 | 0.1
|  | Energy Usage | MWh/ yr | 34218.4523 | 16837.3401 | 8498.3035 | 2045.3506 | 147.6912 | 61747.1378
|  | Operation | Hrs / Yr | 8760 | 8760 | 8760 | 8760 | 8760 | 8760
|  |  | MWh/hr | 3.9062 | 1.9221 | 0.97013 | 0.23349 | 0.01686
Type of Energy
|  |  | NG | 61.7% | 62% | 12.2% | 12.2% | 5%
|  |  | Electricity | 11.7% | 36.5% | 83.7% | 83.7% | 90%
|  |  | Oil / Gasoline | 26.6% | 1.5% | 4.1% | 4.1% | 5%
Usage of Energy
|  |  | NG | 2.4101 | 1.1917 | 0.11836 | 0.028485 | 0.00084299 | 3.7495
|  |  | Electricity | 0.45703 | 0.70156 | 0.812 | 0.19543 | 0.015174 | 2.1812
|  |  | Oil / Gasoline | 1.0391 | 0.028831 | 0.039775 | 0.009573 | 0.00084299 | 1.1181
Use of STEAM
|  | Steam (LQ)/Heat Demand | MWh / hr | 0 | 0 | 0 | 0 | 0 | 0
|  | Steam (HQ) Demand | MWh / hr | 0 | 0 | 0 | 0 | 0 | 0
|  | Steam (LQ)/Heat Production | MWh / hr | 0 | 0 | 0 | 0 | 0 | 0
|  | Steam (HQ) Production | MWh / hr | 0 | 0 | 0 | 0 | 0 | 0
|  |  |  | Milk |  | Eggs
|  | Specific Energy Usage | MWh/ton Prod. | 1 |  | 1 | ton/yr
|  | Energy Usage | MWh/ yr | 14301.0515 |  | 917.3684
|  | Operation | Hrs / Yr | 8760 |  | 8760 |  |  | 8760
|  |  | MWh/hr | 3.9181 |  | 0.10472
Type of Energy
|  |  | NG | 36.1% |  | 25%
|  |  | Electricity | 34% |  | 40%
|  |  | Oil / Gasoline | 29.9% |  | 35%
Usage of Energy
|  |  | NG | 1.4144 |  | 0.026181 |  |  | 1.4406
|  |  | Electricity | 1.3322 |  | 0.041889 |  |  | 1.374
|  |  | Oil / Gasoline | 1.1715 |  | 0.036653 |  |  | 1.2082
Use of STEAM
|  | Steam (LQ)/Heat Demand | MWh / hr | 0 |  | 0 |  |  | 0
|  | Steam (HQ) Demand | MWh / hr | 0 |  | 0 |  |  | 0
|  | Steam (LQ)/Heat Production | MWh / hr | 0 |  | 0 |  |  | 0
|  | Steam (HQ) Production | MWh / hr | 0 |  | 0 |  |  | 0
Staffing Requirements
|  | Staffing Category 1 | (e.g., Engineering) | 20
|  | Staffing Category 2 | (e.g., Technical) | 60
|  | Staffing Category 3 | (e.g., Man'mt, Admin) | 12
|  | Staffing Category 4 | (other) | 20
|  |  | Total Staff | 112
Note on D27: Andreas Blutke: Source: PNL - 3981
Note on D49: Andreas Blutke: Source: PNL - 3981
Note on E11: Andreas Blutke: assumed that meat needs to be processed
Note on E15: Andreas Blutke: assumed that milk needs to be processed
Note on G20: Andreas Blutke: Dairy Cow; Source: North Carolina Agricultural Chemical Manual
Note on G21: Andreas Blutke: Beef Cow; Source: North Carolina Agricultural Chemical Manual
Note on I22: Andreas Blutke: not good for the digester - this goes to the gasifier
Note on K27: Andreas Blutke: no basis yet

## Meat Processing
Information on Food Processing Industry (1)
|  |  |  | Cows | Pigs | Chicken | Turkey | Fish | Total
Meat Processing
Meat Processing / Dressing / Packaging
|  | Total Meat Product | ton / yr | 2592.307 | 1670.371 | 2072.757 | 498.866 | 1476.9119 | 8311.2129
|  | Specific Energy Usage | MW / ton | 1.6794 | 1.6794 | 1.1627 | 1.1627 | 0.22222 | 1.2606
|  | Energy Usage | MW / yr | 4353.6478 | 2805.3033 | 2409.9854 | 580.0293 | 328.2026 | 10477.1684
|  | Operation | hrs / yr | 8760 | 8760 | 8760 | 8760 | 8760 | 8760
|  |  | MW / hr | 0.49699 | 0.32024 | 0.27511 | 0.066213 | 0.037466 | 1.196
Energy Mix (assumed)
Type of Energy
|  |  | NG | 49% | 49% | 35% | 35% | 35% | 40.6%
|  |  | Electricity | 33% | 33% | 28% | 28% | 28% | 30%
|  |  | Oil / Gasoline | 49% | 49% | 37% | 37% | 37% | 41.8%
Usage of Energy
|  |  | NG | 0.24353 | 0.15692 | 0.096289 | 0.023175 | 0.013113 | 0.53302
|  |  | Electricity | 0.16401 | 0.10568 | 0.077031 | 0.01854 | 0.01049 | 0.37575
|  |  | Oil / Gasoline | 0.24353 | 0.15692 | 0.10179 | 0.024499 | 0.013862 | 0.5406
Use of STEAM
|  | Steam (LQ)/Heat Demand | MWh / hr | 0 | 0 | 0 | 0 | 0 | 0
|  | Steam (HQ) Demand | MWh / hr | 0 | 0 | 0 | 0 | 0 | 0
|  | Steam (LQ)/Heat Production | MWh / hr | 0 | 0 | 0 | 0 | 0 | 0
|  | Steam (HQ) Production | MWh / hr | 0 | 0 | 0 | 0 | 0 | 0
Waste Generation (in Processing)
|  | Waste Ratio 1 | ton w./ ton pr. | 0% | 0% | 0% | 0% | 0% | 0%
|  | Waste Production (Recyclable TBD) | ton / yr | 0 | 0 | 0 | 0 | 0 | 0
|  | Waste Ratio 2 | ton w./ ton pr. | 2% | 2% | 2% | 2% | 0% | 1.6%
|  | Waste Production (Non-Fuel Waste TBD) | ton / yr | 52.9042 | 34.0892 | 42.3012 | 10.1809 | 0 | 139.4755
|  | Waste Ratio 3 | ton w./ ton pr. | 44% | 44% | 24% | 24% | 55% | 38.2%
|  | Waste Production (Fuel Waste) | ton / yr | 2036.8126 | 1312.4344 | 654.5548 | 157.5366 | 1805.1146 | 5966.4531
|  | Waste Water Ratio | ton w./ ton pr. | 40% | 40% | 40% | 40% | 2000% | 432%
|  | Waste Water | ton / yr | 1036.9228 | 668.1484 | 829.1028 | 199.5464 | 29538.2382 | 32271.9586
Staffing Requirements
|  | Staffing Category 1 | (e.g., Engineering) | 5
|  | Staffing Category 2 | (e.g., Technical) | 25
|  | Staffing Category 3 | (e.g., Man'mt, Admin) | 10
|  | Staffing Category 4 | (other) | 15
|  |  | Total Staff | 55
Note on D12: Andreas Blutke: no coal to be used in this study. Data from PNNL is not complete to allow a precise energy split
Note on G8: Andreas Blutke: Source: PNNL
Note on G32: Andreas Blutke: based on raw meat
Note on H8: Andreas Blutke: Source: PNNL
Note on I8: Andreas Blutke: Source: PNNL
Note on J8: Andreas Blutke: Source: PNNL
Note on K8: Andreas Blutke: Source: Chapter 2 Overview of fish processing less than 100 kWh / ton fresh or frozen fish
Note on K32: Andreas Blutke: Source: Chapter 2 Overview of Fish Processing
Note on K34: Andreas Blutke: Source: Chapter 2 Overview of Fish Processing

## Dairy Food Processing
Information on Food Processing Industry (2)
Dairy Products Processing
|  | Total Milk Production | ton / yr | 21451.5772
|  |  |  | Cheese (nat. & processed) | Milk (cond. & evapor.) | Milk ( fluid) | Other (frozen, yoghurt, etc.)
|  | Fraction of Dairy Products |  | 4.945% | 1.259% | 8.403% | 85.39% | 100%
|  | Milk Usage for Product | ton / yr | 1060.7942 | 270.1444 | 1802.6679 | 18317.9708 | 21451.5772
|  | Usage of Milk (assumed) |  | 20.33% | 1.058% | 7.059% | 71.73% | 100.2%
|  | Specific Energy Usage | MW / ton | 3.04 | 1.55 | 0.37 | 1.5 | 1.7367
|  | Energy Usage | MW / yr | 13259.9269 | 351.7505 | 560.305 | 23082.1205 | 37254.1029
|  | Operation | hrs / yr | 8760 | 8760 | 8760 | 8760 | 8760
|  |  | MW / hr | 1.5137 | 0.040154 | 0.063962 | 2.6349 | 4.2528
Type of Energy
|  |  | NG | 49% | 59% | 37% | 48.33% | 48.33%
|  |  | Electricity | 33% | 31% | 29% | 31% | 31%
|  |  | Oil / Gasoline | 18% | 10% | 34% | 20.67% | 20.67%
Usage of Energy
|  |  | NG | 0.74171 | 0.023691 | 0.023666 | 1.2736 | 2.0626
|  |  | Electricity | 0.49952 | 0.012448 | 0.018549 | 0.81683 | 1.3473
|  |  | Oil / Gasoline | 0.27246 | 0.0040154 | 0.021747 | 0.54456 | 0.84278
Use of STEAM
|  | Steam (LQ)/Heat Demand | MWh / hr | 0 | 0 | 0 | 0 | 0
|  | Steam (HQ) Demand | MWh / hr | 0 | 0 | 0 | 0 | 0
|  | Steam (LQ)/Heat Production | MWh / hr | 0 | 0 | 0 | 0 | 0
|  | Steam (HQ) Production | MWh / hr | 0 | 0 | 0 | 0 | 0
Waste Generation (in Processing)
|  | Waste Ratio 1 | ton w./ ton pr. | 0% | 0% | 0% | 0% | 0%
|  | Waste Production (Recyclable TBD) | ton / yr | 0 | 0 | 0 | 0 | 0
|  | Waste Ratio 2 | ton w./ ton pr. | 2% | 2% | 2% | 2% | 1.6%
|  | Waste Production (Non-Fuel Waste TBD) | ton / yr | 87.2364 | 4.5387 | 30.2868 | 307.7616 | 429.8234
|  | Waste Ratio 3 | ton w./ ton pr. | 81% | 7% | 7% | 7% | 25.5%
|  | Waste Production (Fuel Waste TBD) | ton / yr | 3533.0726 | 15.8855 | 106.0037 | 1077.1656 | 4732.1274
|  | Waste Water Ratio | ton w./ ton pr. | 10% | 10% | 10% | 10%
|  | Waste Water | ton / yr | 106.0794 | 27.0144 | 180.2668 | 1831.7971 | 2145.1577
|  | Total Production | ton / yr | 201.5509 | 251.2343 | 1676.4811 | 17035.7128 | 19164.9791
|  | Consumption within Community | ton / yr | 134.3673 | 167.4895 | 1117.6541 | 11357.1419 | 12776.6527
|  | Export of Dairy Products | ton / yr | 67.1836 | 83.7448 | 558.827 | 5678.5709 | 6388.3264
Staffing Requirements
|  | Staffing Category 1 | (e.g., Engineering) | 6
|  | Staffing Category 2 | (e.g., Technical) | 25
|  | Staffing Category 3 | (e.g., Man'mt, Admin) | 10
|  | Staffing Category 4 | (other) | 15
|  |  | Total Staff | 56
Note on D7: Andreas Blutke: in assumed Consumption
Note on D10: Andreas Blutke: based on dairy product production mix assumed
Note on G5: Andreas Blutke: includes the portion that will go to export

## Grain Processing
Information on Food Processing Industry (3)
Grain Processing
|  | Total Production for Community | ton / yr | 14056.9718 |  |  |  | 14056.9718
|  | Production for Export Purpose | ton / yr | 1405.6972
|  | Direct Export (of raw Grain) | ton / yr | 0
|  |  |  | Wheat Flour | Corn Products | Rice | Other
|  | Type of Products |  | 72.46% | 11.18% | 12.58% | 3.775% | 100%
|  | Type of Products | ton / yr | 11204.0733 | 1728.8851 | 1945.9312 | 583.7794 | 15462.669
|  | Specific Energy Usage | MW / ton | 0.15 | 3.75 | 0.26 | 1.5
|  | Energy Usage | MW / yr | 1527.8282 | 5893.9263 | 459.9474 | 796.0628 | 8677.7647
|  | Operation | hrs / yr | 6600 | 6600 | 6600 | 6600 | 6600
|  |  | MW / hr | 0.23149 | 0.89302 | 0.069689 | 0.12062 | 1.3148
Type of Energy
|  |  | NG | 50% | 60% | 70% | 50% | 57.5%
|  |  | Electricity | 40% | 40% | 30% | 40% | 37.5%
|  |  | Oil / Gasoline | 10% | 0% | 0% | 10% | 5%
Usage of Energy
|  |  | NG | 0.11574 | 0.53581 | 0.048782 | 0.060308 | 0.76065
|  |  | Electricity | 0.092596 | 0.35721 | 0.020907 | 0.048246 | 0.51896
|  |  | Oil / Gasoline | 0.023149 | 0 | 0 | 0.012062 | 0.03521
Use of STEAM
|  | Steam (LQ)/Heat Demand | MWh / hr | 0 | 0 | 0 | 0 | 0
|  | Steam (HQ) Demand | MWh / hr | 0 | 0 | 0 | 0 | 0
|  | Steam (LQ)/Heat Production | MWh / hr | 0 | 0 | 0 | 0 | 0
|  | Steam (HQ) Production | MWh / hr | 0 | 0 | 0 | 0 | 0
Waste Generation (in Processing)
|  | Waste Ratio 1 | ton w./ ton pr. | 0% | 0% | 0% | 0% | 0%
|  | Waste Production (Recyclable TBD) | ton / yr | 0 | 0 | 0 | 0 | 0
|  | Waste Ratio 2 | ton w./ ton pr. | 2% | 2% | 2% | 2% | 1.6%
|  | Waste Production (Non-Fuel Waste TBD) | ton / yr | 224.0815 | 34.5777 | 38.9186 | 11.6756 | 309.2534
|  | Waste Ratio 3 | ton w./ ton pr. | 25% | 30% | 27% | 25% | 26.75%
|  | Waste Production (Fuel Waste TBD) | ton / yr | 2801.0183 | 518.6655 | 525.4014 | 145.9448 | 3991.0301
|  | Waste Water Ratio | ton w./ ton pr. | 10% | 10% | 10% | 10%
|  | Waste Water | ton / yr | 1120.4073 | 172.8885 | 194.5931 | 58.3779 | 1546.2669
|  | Export of Grain Products | ton / yr | 1018.5521 | 157.1714 | 176.9028 | 53.0709 | 1405.6972
Staffing Requirements
|  | Staffing Category 1 | (e.g., Engineering) | 5
|  | Staffing Category 2 | (e.g., Technical) | 25
|  | Staffing Category 3 | (e.g., Man'mt, Admin) | 10
|  | Staffing Category 4 | (other) | 15
|  |  | Total Staff | 55
Note on D6: Andreas Blutke: All Grain is processed (no Export of raw grain)
Note on H11: Andreas Blutke: wet corn milling
Note on H13: Andreas Blutke: 6600 hrs
Note on I11: Andreas Blutke: Milling

## Fruit & Vegetable Processing
Information on Food Processing Industry (4)
Fruit & Vegetables Processing
|  | Total Production for Community | ton / yr | 36422.8431 |  |  |  | 36422.8431
|  |  |  | Fruit (fresh) | Fruit (processed) | Vegetables (fresh) | Vegetables (processed)
|  | Type of Processing |  | 20.07% | 23.82% | 29.24% | 26.87% | 100%
|  | Production (fresh) | ton / yr | 7310.714 |  | 10649.7324 |  | 17960.4463
|  | Production (processed) |  |  | 8674.8617 |  | 9787.5352 | 18462.3968
|  | Specific Energy Usage | MW / ton | 2.03 | 1.0723 | 2.03 | 1.0723
|  | Energy Usage | MW / yr | 14840.7493 | 9301.7392 | 21618.9567 | 10494.8186 | 56256.2639
|  | Operation | hrs / yr | 3600 | 3600 | 3600 | 3600
|  |  | MW / hr | 4.1224 | 2.5838 | 6.0053 | 2.9152 | 15.6267
Type of Energy
|  |  | NG | 52.8% | 37.77% | 52.8% | 37.77% | 45.28%
|  |  | Electricity | 46.8% | 48.37% | 46.8% | 48.37% | 47.58%
|  |  | Oil / Gasoline | 0.4% | 13.87% | 0.4% | 13.87% | 7.133%
Usage of Energy
|  |  | NG | 2.1766 | 0.97582 | 3.1708 | 1.101 | 7.4242
|  |  | Electricity | 1.9293 | 1.2497 | 2.8105 | 1.41 | 7.3995
|  |  | Oil / Gasoline | 0.01649 | 0.35829 | 0.024021 | 0.40424 | 0.80304
Use of STEAM
|  | Steam (LQ)/Heat Demand | MWh / hr | 0 | 0 | 0 | 0 | 0
|  | Steam (HQ) Demand | MWh / hr | 0 | 0 | 0 | 0 | 0
|  | Steam (LQ)/Heat Production | MWh / hr | 0 | 0 | 0 | 0 | 0
|  | Steam (HQ) Production | MWh / hr | 0 | 0 | 0 | 0 | 0
Waste Generation (in Processing)
|  | Waste Ratio 1 | ton w./ ton pr. | 1% | 1% | 1% | 1% | 0.8%
|  | Waste Production (Recyclable e.g. TBD) | ton / yr | 73.1071 | 86.7486 | 106.4973 | 97.8754 | 364.2284
|  | Waste Ratio 2 | ton w./ ton pr. | 1% | 1% | 1% | 1% | 0.8%
|  | Waste Production (Non-Fuel Waste TBD) | ton / yr | 73.1071 | 86.7486 | 106.4973 | 97.8754 | 364.2284
|  | Waste Ratio 3 | ton w./ ton pr. | 15% | 37% | 15% | 37% | 26%
|  | Waste Production (Fuel Waste TBD) | ton / yr | 1096.6071 | 3209.6988 | 1597.4599 | 3621.388 | 9525.1538
|  | Waste Water Ratio | ton w./ ton pr. | 5% | 5% | 5% | 5%
|  | Waste Water | ton / yr | 365.5357 | 433.7431 | 532.4866 | 489.3768 | 1821.1422
Staffing Requirements
|  | Staffing Category 1 | (e.g., Engineering) | 8
|  | Staffing Category 2 | (e.g., Technical) | 40
|  | Staffing Category 3 | (e.g., Man'mt, Admin) | 10
|  | Staffing Category 4 | (other) | 24
|  |  | Total Staff | 82
Note on D31: Andreas Blutke: e.g., Paper, Cans, etc.
Note on G11: Andreas Blutke: Energy requirement for potato processing
Note on I11: Andreas Blutke: Energy requirement for potato processing

## Tree Farm
Information on Tree Farming
Wood Production
|  | Wood Product Demand by Community | ton / yr | 29500 | 111.8%
|  | Export of Trees (unprocessed) |  | 0
|  | Export of Wood Products |  | 35%
10325
|  | Total Wood Product Demand | ton / yr | 39825
|  | Trees per Ton of Paper Production | tr. / ton Paper | 17
|  | Trees to be grown for Paper Production (alone) |  | 318250.3992
|  | Tree Density | tr. / hectar | 617.75
|  | Area for Paper Production (alone) | km2 | 5.1518
|  |  |  | Hardwood | Softwood
|  | Fractions |  | 50% | 50% | 100%
|  | Product Ratio |  | 95% | 95%
|  | Production | ton / yr | 20960.5263 | 20960.5263 | 41921.0526
|  | Specific Energy Usage | MWh / ton | 0.1 | 0.1
|  | Energy Usage | MWh / yr | 1475 | 1475 | 2950
|  | Operation | Hrs / Yr | 8760 | 8760 | 4380
|  |  | MWh / hr | 0.16838 | 0.16838 | 0.33676
Type of Energy
|  |  | NG | 25% | 25%
|  |  | Electricity | 25% | 25%
|  |  | Oil / Gasoline | 50% | 50%
Usage of Energy
|  |  | NG | 0.042095 | 0.042095 | 0.084189
|  |  | Electricity | 0.042095 | 0.042095 | 0.084189
|  |  | Oil / Gasoline | 0.084189 | 0.084189 | 0.16838
Use of STEAM
|  | Steam (LQ)/Heat Demand | MWh / hr | 0 | 0 | 0
|  | Steam (HQ) Demand | MWh / hr | 0 | 0 | 0
|  | Steam (LQ)/Heat Production | MWh / hr | 0 | 0 | 0
|  | Steam (HQ) Production | MWh / hr | 0 | 0 | 0
Waste Generation (in Production)
|  | Waste Ratio 1 | ton / ton pr. | 0% | 0%
|  | Waste Production (Recyclable TBD) | ton / yr | 0 | 0 | 0
|  | Waste Ratio 2 | ton / ton pr. | 0% | 0%
|  | Waste Production (Non-Fuel Waste TBD) | ton / yr | 0 | 0 | 0
|  | Waste Ratio 3 | ton / ton pr. | 5% | 5%
|  | Waste Production (Fuel Waste Branches, etc.) | ton / yr | 1048.0263 | 1048.0263 | 2096.0526
|  | Waste Water Ratio | ton w./ ton pr. | 0% | 0%
|  | Waste Water | ton / yr | 0 | 0 | 0
|  | Export of Trees (raw) | ton / yr | 10325
Staffing Requirements
|  | Staffing Category 1 | (e.g., Engineering) | 6
|  | Staffing Category 2 | (e.g., Technical) | 40
|  | Staffing Category 3 | (e.g., Man'mt, Admin) | 10
|  | Staffing Category 4 | (other) | 40
|  |  | Total Staff | 96
Note on D16: Andreas Blutke: includes: infested wood, etc.
Note on D42: Andreas Blutke: e.g. Brances, Leaves, etc.
Note on G6: Andreas Blutke: of amount selected for community
Note on G11: Andreas Blutke: 200 to 300 trees / acre 2.471 acres / hectar 1 ha = 100 x 100 [m2]
Note on G41: Andreas Blutke: Difference of 1 - Product Ratio (above)
Note on H4: Andreas Blutke: paper production total compared with what is required by community
Note on H41: Andreas Blutke: Difference of 1 - Product Ratio (above)

## Wood Mill
Information on Wood Processing Industry (1)
|  | Total Raw Wood Production | ton / yr | 39825
(including for Export)
|  |  |  | Lumber & Wood Products | Pulp, Paper & Paperboard | Furniture & Fixtures | Other
| Use of the Wood Product |  |  | 30% | 65% | 5% | 0% | 100%
|  |  |  | 11947.5 | 25886.25 | 1991.25 | 0
Wood Mill Processing
|  | Mill Thruput | ton / yr | 11947.5 | 25886.25 | 1991.25 | 0 | 39825
|  | Specific Energy Usage | MW / ton | 0.5 | 0.5 | 0.5 | 0
|  | Energy Usage | MW / yr | 5973.75 | 12943.125 | 995.625 | 0 | 19912.5
|  | Operation | Hrs / Yr | 8760 | 8760 | 8760 | 8760 | 8760
|  |  | MW / hr | 0.68193 | 1.4775 | 0.11366 | 0 | 2.2731
Type of Energy
|  |  | NG | 20% | 20% | 20% | 0%
|  |  | Electricity | 60% | 60% | 60% | 0%
|  |  | Oil / Gasoline | 20% | 20% | 20% | 0%
|  | Usage of Energy | MW / hr
|  |  | NG | 0.13639 | 0.29551 | 0.022731 | 0 | 0.45462
|  |  | Electricity | 0.40916 | 0.88652 | 0.068193 | 0 | 1.3639
|  |  | Oil / Gasoline | 0.13639 | 0.29551 | 0.022731 | 0 | 0.45462
Use of STEAM
|  | Steam (LQ)/Heat Demand | MWh / hr | 0 | 0 | 0 | 0 | 0
|  | Steam (HQ) Demand | MWh / hr | 0 | 0 | 0 | 0 | 0
|  | Steam (LQ)/Heat Production | MWh / hr | 0 | 0 | 0 | 0 | 0
|  | Steam (HQ) Production | MWh / hr | 0 | 0 | 0 | 0 | 0
Waste Generation (in Processing)
|  | Waste Ratio 1 | ton w. / ton pr. | 5% | 5% | 5% | 0%
|  | Waste Production (Recyclable = Fuel-Waste) | ton / yr | 597.375 | 1294.3125 | 99.5625 | 0 | 1991.25
|  | Waste Ratio 2 | ton w. / ton pr. | 3% | 3% | 3% | 0%
|  | Waste Production (Non-Fuel Waste TBD) | ton / yr | 358.425 | 776.5875 | 59.7375 | 0 | 1194.75
|  | Waste Ratio 3 | ton w./ ton feed | 5% | 5% | 5% | 0%
|  | Waste Production (Fuel Waste Sawdust, Bark, etc.) | ton / yr | 597.375 | 1294.3125 | 99.5625 | 0 | 1991.25
|  | Waste Water Ratio | ton w./ ton feed | 15% | 15% | 15% | 0%
|  | Waste Water | ton / yr | 1792.125 | 3882.9375 | 298.6875 | 0 | 5973.75
|  | Final Product (raw wood) | ton / yr | 11350.125 | 24591.9375 | 1891.6875 | 0 | 37833.75
|  | Used inside Community |  | 90%
|  |  | ton / yr | 8407.5
|  | Export of Lumber | ton / yr | 2942.625
Staffing Requirements
|  | Staffing Category 1 | (e.g., Engineering) | 8
|  | Staffing Category 2 | (e.g., Technical) | 36
|  | Staffing Category 3 | (e.g., Man'mt, Admin) | 10
|  | Staffing Category 4 | (other) | 15
|  |  | Total Staff | 69
Note on E35: Andreas Blutke: based on incoming trees
Note on E37: Andreas Blutke: based on incoming trees
Note on G6: Andreas Blutke: Used primarily in construction

## Pulp & Paper Production
Information on Wood Processing Industry (2)
| Pulping Process (incl. Chipping) |  |  | New Production | Recycling
|  | Feed Rate (into pulping process) | ton / yr | 24591.9375 | 27939.1719 | 53.19% | 52531.6412
|  | Specific Energy Usage | MW / ton | 2 | 0.75
|  | Energy Usage | MW / yr | 49183.875 | 20954.3789 |  | 70138.2539
|  | Operation | Hrs / Yr | 8760 | 8760 |  | 8760
|  |  | MW / hr | 5.6146 | 2.3921 |  | 8.0066
Type of Energy
|  |  | NG | 10% | 10%
|  |  | Electricity | 70% | 70%
|  |  | Oil / Gasoline | 20% | 20%
|  | Usage of Energy | MW / hr
|  |  | NG | 0.56146 | 0.23921 |  | 0.80066
|  |  | Electricity | 3.9302 | 1.6744 |  | 5.6047
|  |  | Oil / Gasoline | 1.1229 | 0.47841 |  | 1.6013
Use of STEAM
|  | Steam (LQ)/Heat Demand | MWh / hr | 0 | 0 |  | 0
|  | Steam (HQ) Demand | MWh / hr | 0 | 0 |  | 0
|  | Steam (LQ)/Heat Production | MWh / hr | 0 | 0 |  | 0
|  | Steam (HQ) Production | MWh / hr | 0 | 0 |  | 0
|  | Other Process Inputs | ton / yr
|  |  | Water (clean) | xx | xx
|  |  | Chemicals | xx | xx
Waste Generation (in Processing)
|  | Waste Ratio 1 (All wood directly recycled) | ton w./ ton feed | 0% | 0%
|  | Waste Production (Recyclable TBD) | ton / yr | 0 | 0 |  | 0
|  | Waste Ratio 2 | ton w./ ton feed | 0.5% | 1%
|  | Waste Production (Non-Fuel Waste TBD) | ton / yr | 122.9597 | 279.3917 |  | 402.3514
|  | Waste Ratio 3 | ton w./ ton feed
|  | Waste Production (Wood waste directly recycled) | ton w./ ton feed | 0% | 0%
|  | Waste Production (Chips, sawdust) | ton / yr | 0 | 0 |  | 0
|  | Waste Ratio (Fuel waste in pulping process) | ton w./ ton feed | 90% | 80%
|  | Waste Production (Liquor (white, black)) | ton / yr | 22132.7438 | 22351.3375 |  | 44484.0813
|  | Waste Production (Fuel Waste TBD) | ton / yr | 22132.7438 | 22351.3375 |  | 44484.0813
|  | Waste Water Ratio | ton w./ ton pr. | 6000% | 5000%
|  | Waste Water | ton / yr | 737758.125 | 1257262.7344 |  | 1995020.8594
|  | Product Ratio (from feed to pulp) | ton pr./ ton pr. | 50% | 90%
|  | Pulp (produced) | ton / yr | 12295.9688 | 25145.2547 |  | 37441.2234
|  | Use for Paper Production |  | 100% | 100%
|  | Export of Pulp | ton / yr | 0 | 0 |  | 0
Paper Production (Kraft Process)
|  | Feed Rate (in Paper production) | ton / yr | 37441.2234 |  |  | 37441.2234
|  | Specific Energy Usage | MW / ton | 1
|  | Energy Usage | MW / yr | 37441.2234 |  |  | 37441.2234
|  | Operation | Hrs / Yr | 8760
|  |  | MW / hr | 4.2741 |  |  | 4.2741
Type of Energy
|  |  | NG | 20%
|  |  | Electricity | 20%
|  |  | Oil / Gasoline | 60%
Usage of Energy
|  |  | NG | 0.85482 |  |  | 0.85482
|  |  | Electricity | 0.85482 |  |  | 0.85482
|  |  | Oil / Gasoline | 2.5645 |  |  | 2.5645
Use of STEAM
|  | Steam (LQ)/Heat Demand | MWh / hr | 0 |  |  | 0
|  | Steam (HQ) Demand | MWh / hr | 0 |  |  | 0
|  | Steam (LQ)/Heat Production | MWh / hr | 0 |  |  | 0
|  | Steam (HQ) Production | MWh / hr | 0 |  |  | 0
Other Process Inputs
|  |  | Water (clean) | xx
|  |  | Chemicals | xx
Waste Generation (in Kraft Process)
|  | Waste Ratio 1 | ton w./ ton feed | 0%
|  | Waste Production (Recyclable TBD) | ton / yr | 0 |  |  | 0
|  | Waste Ratio 2 | ton w./ ton feed | 2%
|  | Waste Production (Non-Fuel Waste TBD) | ton / yr | 748.8245 |  |  | 748.8245
|  | Waste Ratio 3 | ton w./ ton feed | 50%
|  | Waste Production (Fuel Waste TBD) | ton / yr | 18720.6117 |  |  | 18720.6117
|  | Waste Water Ratio | ton w./ ton feed | 200%
|  | Waste Water | ton / yr | 37441.2234 |  |  | 37441.2234
|  | Product Ratio (paper from pulp) |  | 50%
|  | Final Product (Paper) | ton / yr | 18720.6117 |  |  | 18720.6117
|  | Requirement (assumed) | ton / yr | 16750
|  | Export of Paper Product | ton / yr | 1970.6117
Staffing Requirements
|  | Staffing Category 1 | (e.g., Engineering) | 6
|  | Staffing Category 2 | (e.g., Technical) | 48
|  | Staffing Category 3 | (e.g., Man'mt, Admin) | 10
|  | Staffing Category 4 | (other) | 30
|  |  | Total Staff | 94
Note on B46: Andreas Blutke: Digestion, washing, screening & bleaching
Note on D26: Andreas Blutke: in the first review, fuel waste is used as input in the gasifier
Note on E27: Andreas Blutke: based on the amount of cut (raw) wood
Note on E29: Andreas Blutke: based on the amount of cut (raw) wood
Note on E31: Andreas Blutke: based on the amount of cut (raw) wood
Note on E32: Andreas Blutke: based on the amount of cut (raw) wood
Note on E34: Andreas Blutke: based on the amount of cut (raw) wood
Note on E36: Andreas Blutke: detailed above
Note on E37: Andreas Blutke: based on the amount of pulp produced
Note on E40: Andreas Blutke: based on the amount of pulp produced
Note on E69: Andreas Blutke: based on the amount of the incoming pulp
Note on E71: Andreas Blutke: based on the amount of the incoming pulp
Note on E73: Andreas Blutke: based on the amount of the incoming pulp
Note on E74: Andreas Blutke: detailed above
Note on E75: Andreas Blutke: based on the amount of the incoming pulp
Note on G38: Andreas Blutke: BOD: 300…390 kg/ton pulp (state of the art: as low as 25) Source: Pulp & Paper Industry; unido.org/ssites/...
Note on H3: Andreas Blutke: wood mill, from domiciles, small businesses, and from furniture shop
Note on H38: Andreas Blutke: BOD: 300…390 kg/ton pulp (state of the art: as low as 25) Source: Pulp & Paper Industry; unido.org/ssites/...

## Furniture Production
Information on Wood Processing Industry (3)
Furniture/Cabinet Manufacturing
|  | Feed Rate (Lumber from wood mill) | ton / yr | 1891.6875 | 1891.6875
|  | Specific Energy Usage | MW / ton | 0.5
|  | Energy Usage | MW / yr | 945.8438 | 945.8438
|  | Operation | Hrs / Yr | 2250
|  |  | MW / hr | 0.42037 | 0.42037
Type of Energy
|  |  | NG | 10%
|  |  | Electricity | 80%
|  |  | Oil / Gasoline | 10%
|  | Usage of Energy | MW / hr
|  |  | NG | 0.042037 | 0.042037
|  |  | Electricity | 0.3363 | 0.3363
|  |  | Oil / Gasoline | 0.042037 | 0.042037
Use of STEAM
|  | Steam (LQ)/Heat Demand | MWh / hr | 0 | 0
|  | Steam (HQ) Demand | MWh / hr | 0 | 0
|  | Steam (LQ)/Heat Production | MWh / hr | 0 | 0
|  | Steam (HQ) Production | MWh / hr | 0 | 0
|  | Other Process Inputs | ton / yr
|  |  | Water (clean) | xx
|  |  | Chemicals | xx
Waste Generation (in Manufactuting)
|  | Waste Ratio 1 | ton w./ ton feed | 25%
|  | Waste Production (Recyclable Wood) | ton / yr | 472.9219 | 472.9219
|  | Waste Ratio 2 | ton w./ ton feed | 2%
|  | Waste Production (Non-Fuel Waste TBD) | ton / yr | 37.8338 | 37.8338
|  | Waste Ratio 3 | ton w./ ton feed | 1%
|  | Waste Production (Fuel Waste: non-recyclable) | ton / yr | 18.9169 | 18.9169
|  | Waste Water Ratio | ton w./ ton pr. | 40%
|  | Waste Water | ton / yr | 567.5063 | 567.5063
|  | Product Ratio (from milled wood to furniture) | ton pr./ ton pr. | 75%
|  | Furniture/Cabinets, etc. (produced) | ton / yr | 1418.7656 | 1418.7656
|  | Consumption of Furniture in Community |  | 80%
|  |  | ton / yr | 1135.0125
|  | Export of Furniture | ton / yr | 283.7531
Staffing Requirements
|  | Staffing Category 1 | (e.g., Engineering) | 6
|  | Staffing Category 2 | (e.g., Technical) | 36
|  | Staffing Category 3 | (e.g., Man'mt, Admin) | 12
|  | Staffing Category 4 | (other) | 20
|  |  | Total Staff | 74
Note on E28: Andreas Blutke: based on the amount of cut (raw) wood
Note on E30: Andreas Blutke: based on the amount of cut (raw) wood
Note on E32: Andreas Blutke: based on the amount of cut (raw) wood
Note on E34: Andreas Blutke: based on the amount of pulp produced
Note on E36: Andreas Blutke: based on the amount of pulp produced

## Steel Production
Information on Steel Production
| Steel Production & Continuous Casting | [6 empty] | Coke Production |  | 1 | ton
|  |  | Production Rate (Finished Products) | ton / yr | 70000 |  |  |  | Coal | 1.35 | ton/ton Coke
|  |  |  | ton / hr | 7.9909 |  |  |  | Electricity | 0.033333 | MWh / ton Coke | 0.12 | GJ / ton Coke | Waste Water | 0.7 | ton / ton coke
|  |  | Split: Cold versus hot rolled products |  | 50% |  |  |  | NG and other Fuel Gases | 0.18333 | MWh / ton Coke | 0.66 | GJ / ton Coke
|  |  | Cold Rolled Steel Products | ton / yr | 35000
|  |  | Hot Rolled Steel Products | ton / yr | 35000 |  |  | Sinter Production |  | 1 | ton
[9 empty] | Iron ore | 1 | ton / ton sinter
|  |  | Portion of Crude Steel from EAF |  | 40% |  |  |  | Electricity | 0.038889 | MWh / ton Sinter | 0.14 | GJ / ton Sinter | Waste Water | 0.3 | ton / ton coke
|  |  | Crude Steel (total) |  | 75560.8 |  |  |  | Coke | 0.36667 | MWh / ton Sinter | 1.32 | GJ / ton Sinter
|  |  | Crude Steel (from BOF) | ton / yr | 45336.48
|  |  | Crude Steel (from EAF) | ton / yr | 30224.32 |  |  | Blast Furnace (BF) (Pig Iron Production) |  | 1 | ton
|  |  | Pig Iron (from BF) | ton / yr | 40802.832 |  |  |  | Coke | 0.5 | ton / ton Pig Iron
|  |  | Coke Production | ton / yr | 20401.416 |  |  |  | Iron Ore (Sinter) | 1.6 | ton / ton Pig Iron
|  |  | Sintered Ore | ton / yr | 65284.5312 |  |  |  | O2 | 0.1 | ton / ton Pig Iron
|  | Inputs | [6 empty] | Electricity | 0.063889 | MWh / ton Pig Iron | 0.23 | GJ / ton Pig Iron | Waste Water | 0.28 | ton / ton coke
|  |  | Material 1 (Iron Ore) | ton / ton pr. | 0.93264 |  |  |  | out: Slag | 0.29 | ton / ton Pig Iron
|  |  |  | ton / yr | 65284.5312
|  |  | Material 2 (coal) | ton / ton pr. | 0.39346 |  |  | BOF (Crude Steel Production) |  | 1 | ton
|  |  |  | ton / yr | 27541.9116 |  |  |  | Pig Iron | 0.9 | ton / ton crude steel
|  |  | Material 3 (limestone) | ton / ton pr. | 0.025907 |  |  |  | Steel Scrap | 0.22 | ton / ton crude steel
|  |  |  | ton / yr | 1813.4592 |  |  |  | Limestone | 0.04 | ton / ton crude steel
|  |  | Material 4 (Oxygen) | ton / ton pr. | 0.079879 |  |  |  | Electricity | 0.033333 | MWh / ton Crude Steel | 0.12 | GJ / ton crude steel
|  |  |  | ton / yr | 5591.4992 |  |  |  | NG and other | 0.036111 | MWh / ton Crude Steel | 0.13 | GJ / ton crude steel | Waste Water | 0.36 | ton / ton coke
|  |  | Material 5 (Steel Scrap - from RECYCLE) | ton / ton pr. | 0.55484 |  |  |  | out: Slag | 0.1 | ton / ton crude steel
|  |  |  | ton / yr | 38839.0912
|  |  | Steel Scrap available (from other Recycle) | ton / yr | TBD |  |  | EAF (Crude steel production) |  | 1 | ton
|  |  | Water (clean) | ton / ton pr. | 3 |  |  |  | Steel Scrap (or pig iron) | 1.08 | ton / ton crude steel
|  |  |  | ton / yr | 210000 |  |  |  | O2 | 0.05 | ton / ton crude steel
[9 empty] | Electricity | 0.59444 | MWh / ton Crude Steel | 2.14 | GJ / ton crude steel
|  |  | Specific Electricity Use (via EAF) | MWh/ ton pr. | 0.83056 |  |  |  | NG and others | 0.48056 | MWh / ton Crude Steel | 1.73 | GJ / ton crude steel | Waste Water | 0.4 | ton / ton coke
|  |  | Specific NG/other Fuel Use (via EAF) | MWh/ ton pr. | 1.25 |  |  |  | out: Slag | 0.08 | ton / ton crude steel
|  |  | Specific Electricity Use (via BOF/BF) | MWh/ ton pr. | 0.40556
|  |  | Specific NG/other Fuel Use (via BOF/BF) | MWh/ ton pr. | 2.8056 |  |  | Continuous Casting |  | 1 | ton
[8 empty] | 50% | Crude Steel | 1.03 | ton / ton cont. cast. Steel
|  |  | Specific Energy Usage | MW / ton pr. | 2.7589 |  |  |  | Electricity | 0.011111 | MWh / ton cont. cast. Steel | 0.04 | GJ / ton cont. cast. Steel
|  |  | Energy Usage | MW / yr | 193122.2222 | 193122.2222 |  |  | NG and others | 0.0069444 | MWh / ton cont. cast. Steel | 0.025 | GJ / ton cont. cast. Steel
|  |  |  | NG | 152833.3333 |  |  |  | out: steel scrap | 0.02 | ton / ton cont. cast. Steel
|  |  |  | Electricity | 40288.8889
|  |  |  | Oil / Gasoline | 0 |  |  | Hot Rolling |  | 1 | ton
[8 empty] | 50% | Cont. casting Steel | 1.05 | ton / ton hot rolled steel
|  |  | Operation | hrs / yr | 8760 | 8760 |  |  | Electricity | 0.10556 | MWh / ton hot rolled steel | 0.38 | GJ / ton hot rolled steel
|  |  |  | MW / hr | 22.0459 | 22.0459 |  |  | NG and other | 0.3 | MWh / ton hot rolled steel | 1.08 | GJ / ton hot rolled steel
|  |  | Type of Energy | [5 empty] | out: steel scrap | 0.03 | ton / ton hot rolled steel
|  |  |  | NG | 79.14%
|  |  |  | Electricity | 20.86% |  |  | Cold Rolling |  | 1 | ton
|  |  |  | Oil / Gasoline | 0% |  |  | 50% | Thin Slab Steel | 1.046 | ton / ton cold rolled steel
|  |  | Usage of Energy | MW / hr |  |  |  |  | Electricity | 0.11944 | MWh / ton cold rolled steel | 0.43 | GJ / ton cold rolled steel
|  |  |  | NG | 17.4467 | 17.4467 |  |  | NG and other | 0.28333 | MWh / ton cold rolled steel | 1.02 | GJ / ton cold rolled steel
|  |  |  | Electricity | 4.5992 | 4.5992 |  |  | out: steel scrap | 0.036 | ton / ton cold rolled steel
|  |  |  | Oil / Gasoline | 0 | 0
|  |  | Use of STEAM |  |  |  |  | Thin Slab Casting |  | 1 | ton
|  |  | Steam (LQ)/Heat Demand | MWh / ton | 2 |  |  | 50% | Crude Steel | 1.03 | ton / ton Thin Slag Cast Steel
|  |  |  | MWh / hr | 15.9817 | 15.9817 |  |  | Electricity | 0.011111 | MWh / ton Thin Slag Cast Steel | 0.04 | GJ / ton Thin Slag Cast Steel
|  |  | Steam (HQ) Demand | MWh / ton | 3 |  |  |  | NG and others | 0.0069444 | MWh / ton Thin Slag Cast Steel | 0.025 | GJ / ton Thin Slag Cast Steel
|  |  |  | MWh / hr | 23.9726 | 23.9726 |  |  | out: steel scrap | 0.02 | ton / ton Thin Slag Cast Steel
|  |  | Steam (LQ)/Heat Production | MWh / ton | 2
|  |  |  | MWh / hr | 15.9817 | 15.9817 |  |  |  | NG | 40827.9863 | according to data above
|  |  | Steam (HQ) Production | MWh / ton | 3 |  |  |  |  | Electricity | 33993.7439 | according to data above
|  |  |  | MWh / hr | 23.9726 | 23.9726 |  |  |  | Steel Scrap (out) | 3777.2
[10 empty] | Steel Scrap (in) | 42616.2912
Slag Production
|  |  | Slag (Product for Construction) | ton / ton pr. | 0.26835 |  | Data: Table 33 in same Source (Overview)
|  |  |  | ton / yr | 18784.4149 | 18784.4149 |  | MWh / ton Steel
|  |  | Waste Generation (in Manufacturing) |  |  |  |  | (El. + NG)
|  |  | Waste Ratio 1 | ton / ton pr. | 0.05396 |  | EAF | 2.0806 | Electricity | 0.83056 | MWh / ton Steel | 2.99 | GJ / ton steel
|  |  | Waste Production (Recyclable Metal) | ton / yr | 3777.2 | 3777.2 |  |  | NG and other | 1.25 | MWh / ton Steel | 4.5 | GJ / ton steel
|  |  | Waste Ratio 2 | ton / ton pr. | 0.05 |  | BF/BOF | 3.2111 | Electricity | 0.40556 | MWh / ton Steel | 1.46 | GJ / ton steel
|  |  | Waste Production (Non-Fuel Waste TBD) | ton / yr | 3500 | 3500 |  |  | NG and other | 2.8056 | MWh / ton Steel | 10.1 | GJ / ton steel
|  |  | Waste Ratio 3 | ton / ton pr. | 0.05
|  |  | Waste Production (Fuel Waste TBD) | ton / yr | 3500 | 3500 |  |  |  | NG | 152833.3333 | used in this model
|  |  | Waste Water Ratio | ton / ton pr. | 1.2635 |  | Coke | 31.4 | GJ / ton coke | Electricity | 40288.8889 | used in this model
|  |  | Waste Water | ton / yr | 88442.4052 | 88442.4052
|  |  | Steel used in Construction | ton / yr | 61380
|  |  | Steel used in Canning | ton / yr | 1750
|  |  | Steel used in Wind Systems Production | ton / yr | 4750
|  |  | SUM of Steel used in industrial Activities w/in the City | ton / yr | 67880
|  |  | Export of Steel Products | ton / yr | 2120
Staffing Requirements
|  |  | Staffing Category 1 | (e.g., Engineering) | 15
|  |  | Staffing Category 2 | (e.g., Technical) | 80
|  |  | Staffing Category 3 | (e.g., Man'mt, Admin) | 20
|  |  | Staffing Category 4 | (other) | 60
|  |  |  | Total Staff | 175
Note on B4: Andreas: Source [34]: 'Greenouse Gas Emissions Reduction and Materials Flows", 1/2001, Institut Wallon (Belgium)
Note on D6: Andreas Blutke: A normal large steel plant with full steel production capability has a production rate of 1 to 10 million ton/year A small steel plant may have only an EAF to melt scrap and a mill that produces bars. Those plants typically have 50 to 100,000 metric tons/year.
Note on D9: Andreas Blutke: Products from Cold Rolling: Coils, Sheets, Strips
Note on D10: Andreas Blutke: Products from Hot Rolling: a) LONG Products : Wire, Bars, Rods, Rails, Profiles and Structurals, Beams b) FLAT Products : Plates, Sheet coils, Sheets, Strips
Note on D12: Andreas: EAF: Electric Arc Furnace
Note on D16: Andreas Blutke: Blast Furnace (BF) Basic Oxygen Furnace (BOF) Direct Reduction (DRI) DRI only economical above 1 Mill.ton/yr BF/BOF for new iron production only
Note on D20: Andreas Blutke: in Sinter Production
Note on D22: Andreas Blutke: for Coke Production
Note on D39: Andreas Blutke: Source: see title "Steel Production & …" above; Used: Information from Table 33 (page 95), not the detailed calculations
Note on D83: Andreas Blutke: not including steel integrated in construction goods or steel cans
Note on G31: Andreas: Source: [39]
Note on G39: Andreas Blutke: Other sources give numbers as low as 2.205 MW/ton
Note on G69: Andreas: There is less scrap out than in, all the scrap out is consumed in process (number shown here is calculated in cells on right side)
Note on G75: Andreas: This number includes the various portions of water usage in coke and sinter production, BOF, EAF, and final processing
Note on G76: Andreas: This number is calculated with inputs on the right side. There is some uncertainty to the accuracy, hence a factor of 20% applied.
Note on K37: Andreas Blutke: Product: Billets, Blooms, (usually no slabs) Thickness: 120 - 300 mm
Note on K55: Andreas Blutke: Products: Plates, Sheet Coils, Sheets, Strips (30 - 60 mm)
Note on L8: Andreas Blutke: The Coke Oven produces Coke oven gas in the amount of 7.9 GJ / ton Coke, of which 3.08 GJ / ton Coke are consumed in the production process, leaving 4.81 GJ / ton Coke for secondary uses The energy consumption is not showing in the amount, since NG and other gaseous fuels will count as imported gases Use of Coke oven Gas: 0.07 GJ / ton sinter 0.18 GJ / ton Pig Iron 0.09 GJ / ton crude steel (BOF) 0.23 GJ / ton crude steel (EAF) 0.015 GJ /ton continuous casting steel 0.041 GJ / ton ingot casting steel 0.27 GJ / ton hot rolled steel
Note on R7: Andreas: Source: [38], rough numbers (simplified: 4 liter/gal): 150 gallon/ton for coke plant, 25 gallon for desulfurization plant (uncertain)
Note on R12: Andreas: Source: [38], rough numbers (simplified: 4 liter/gal): 75 gallon/ton for sinter plant
Note on R19: Andreas: Source: [38], rough numbers (simplified: 4 liter/gal): 70 gallon/ton for BF plant
Note on R27: Andreas: Source: [38], rough numbers (simplified: 4 liter/gal): 90 gallon/ton for BOF plant
Note on R34: Andreas: Source: [38], rough numbers (simplified: 4 liter/gal): 100 gallon/ton for EAF plant

## Canning Plant
Information on Canning Plant
Canning Plant
|  |  | Production Capacity | ton / yr | 5000
2.2222
Inputs
|  |  | Material 1 (Steel) | ton / ton pr. | 0.35
|  |  |  | ton / yr | 1750
|  |  | Material 2 (Aluminum) | ton / ton capac. | 0.15
|  |  |  | ton / yr | 750
|  |  | Material 3 (TBD) | ton / ton capac. | 0.1
|  |  |  | ton / yr | 500
|  |  | Water (clean) | ton / ton capac. | 1
|  |  |  | ton / yr | 5000
|  |  | Specific Energy Usage | MW / ton pr. | 0.15
|  |  | Energy Usage | MW / yr | 750 | 750
|  |  | Operation | hrs / yr | 2250 | 2250
|  |  |  | MW / hr | 0.33333 | 0.33333
Type of Energy
|  |  |  | NG | 5%
|  |  |  | Electricity | 95%
|  |  |  | Oil / Gasoline | 0%
Usage of Energy
|  |  |  | NG | 0.016667 | 0.016667
|  |  |  | Electricity | 0.31667 | 0.31667
|  |  |  | Oil / Gasoline | 0 | 0
Use of STEAM
|  |  | Steam (LQ)/Heat Demand | MWh / hr | 0 | 0
|  |  | Steam (HQ) Demand | MWh / hr | 0 | 0
|  |  | Steam (LQ)/Heat Production | MWh / hr | 0 | 0
|  |  | Steam (HQ) Production | MWh / hr | 0 | 0
Waste Generation (in Canning Plant)
|  |  | Waste Ratio 1 | ton / ton capac. | 0.05
|  |  | Waste Production (Recyclable Metal) | ton / yr | 250 | 250
|  |  | Waste Ratio 2 | ton / ton capac. | 0.04
|  |  | Waste Production (Non-Fuel Waste TBD) | ton / yr | 200 | 200
|  |  | Waste Ratio 3 | ton / ton capac. | 0.02
|  |  | Waste Production (Fuel Waste TBD) | ton / yr | 100 | 100
|  |  | Waste Water Ratio | ton / ton capac. | 1
|  |  | Waste Water | ton / yr | 5000 | 5000
|  |  | Consumption of canned Products in Community |  | 85%
|  |  |  | ton / yr | 4250
|  |  | Export of Canned Products | ton / yr | 750
Staffing Requirements
|  |  | Staffing Category 1 | (e.g., Engineering) | 4
|  |  | Staffing Category 2 | (e.g., Technical) | 20
|  |  | Staffing Category 3 | (e.g., Man'mt, Admin) | 8
|  |  | Staffing Category 4 | (other) | 12
|  |  |  | Total Staff | 44
Note on D5: Andreas Blutke: content
Note on D8: Andreas Blutke: some portion of all cans made of steel (others made of aluminum)
Note on D10: Andreas Blutke: Some cans made of aluminum (others made of steel)
Note on D46: Andreas Blutke: it needs to be determined what is canned, so that ther will be not a double count for export goods

## Glass Production
Information on Glass Production Plant
Glass Production (incl. Recycling)
|  |  | Production (total) | ton / yr | 24000 |  | 75%
|  |  |  | ton / hr | 2.7397 |  | Multi-Usage
|  |  | Average Bottle Weight | kg / bottle | 0.6 | 82.5%
|  |  | No. of Bottles (equivalent) | bottles / yr | 7000000 | 8250000 | 24750000 | 40000000
|  |  |  | bottles / hr | 799.0868 | 941.7808 | 2825.3425 | 4566.21
[5 empty] | New Production | Recycle (Prod.) | Recycle (wash)
|  |  |  | ton / yr | 4200 | 4950 | 14850
[5 empty] | 17.5% | 20.62% | 61.88%
Inputs
|  |  | Material 1 (Sandstone) | ton / ton pr. | 0.95 | 0 | 0
|  |  |  | ton / yr | 3990 | 0 | 0 | 3990
|  |  | Material 2 (Limestone) | ton / ton pr. | 0.3 | 0.05 | 0
|  |  |  | ton / yr | 1260 | 247.5 | 0 | 1507.5
|  |  | Material 3 (Soda) | ton / ton pr. | 0.26 | 0 | 0
|  |  |  | ton / yr | 1092 | 0 | 0 | 1092
|  |  | Water (clean) | ton / ton pr. | 0.7 | 0.5 | 0.33
|  |  |  | ton / yr | 2940 | 2475 | 4900.5 | 10315.5
|  |  | Specific Energy Usage | MW / ton pr. | 5.9876 | 4.79 | 0.037647
|  |  | Energy Usage | MW / yr | 25147.7333 | 23710.72 | 559.0588 | 49417.5122
|  |  | Operation | hrs / yr | 8760 | 8760 | 8760 | 8760
|  |  |  | MW / hr | 2.8707 | 2.7067 | 0.06382 | 5.6413
Type of Energy
|  |  |  | NG | 60% | 60% | 15%
|  |  |  | Electricity | 13% | 13% | 85%
|  |  |  | Oil / Gasoline | 27% | 27% | 0%
Usage of Energy
|  |  |  | NG | 1.7224 | 1.624 | 0.0095729 | 3.356
|  |  |  | Electricity | 0.3732 | 0.35187 | 0.054247 | 0.77931
|  |  |  | Oil / Gasoline | 0.7751 | 0.73081 | 0 | 1.5059
Use of STEAM
|  |  | Steam (LQ)/Heat Demand | MWh / hr | 0 | 0 | 0 | 0
|  |  | Steam (HQ) Demand | MWh / hr | 0 | 0 | 0 | 0
|  |  | Steam (LQ)/Heat Production | MWh / hr | 0 | 0 | 0 | 0
|  |  | Steam (HQ) Production | MWh / hr | 0 | 0 | 0 | 0
Waste Generation (in Production)
|  |  | Waste Ratio 1 | ton / ton pr. | 0.03 | 0.03 | 0.01
|  |  | Waste Production (Recyclable TBD) | ton / yr | 126 | 148.5 | 148.5 | 423
|  |  | Waste Ratio 2 | ton / ton pr. | 0.12 | 0.1 | 0.02
|  |  | Waste Production (Non-Fuel Waste TBD) | ton / yr | 504 | 495 | 297 | 1296
|  |  | Waste Ratio 3 | ton / ton pr. | 0.1 | 0.1 | 0.1
|  |  | Waste Production (Fuel Waste TBD) | ton / yr | 420 | 495 | 1485 | 2400
|  |  | Waste Water Ratio | ton / ton pr. | 1.5 | 1.6 | 1.6
|  |  | Waste Water | ton / yr | 6300 | 7920 | 23760 | 37980
|  |  | Consumption of Glass in Community |  | 90%
|  |  |  | ton / yr | 21600
|  |  | Fraction (of which is) used in Bottling Plant |  | 80%
|  |  |  | ton / yr | 17280
|  |  | Use in Construction | ton / yr | 4320
|  |  | Export of Glass Products | ton / yr | 2400
Staffing Requirements
|  |  | Staffing Category 1 | (e.g., Engineering) | 5
|  |  | Staffing Category 2 | (e.g., Technical) | 40
|  |  | Staffing Category 3 | (e.g., Man'mt, Admin) | 10
|  |  | Staffing Category 4 | (other) | 15
|  |  |  | Total Staff | 70
Note on B4: Andreas Blutke: Source: Belgium Paper
Note on D50: Andreas Blutke: it is assumed that all glass is consumed in community or used in products that eventually could be exported.
Note on D55: Andreas Blutke: it is assumed that all glass is consumed in community or used in products that eventually could be exported.
Note on G5: Andreas Blutke: typical consumption in Europe: 50 kg / person-yr
Note on G22: Andreas Blutke: Source: Belgium Paper numbers used: 12.9 GJ NG, 0.782 MW electric, 5.84 GJ heavy gasoil
Note on G50: Andreas Blutke: it is assumed that almost alll glass is consumed in community or used in products that eventually could be exported.
Note on G52: Andreas Blutke: it is assumed that all glass is consumed in community or used in products that eventually could be exported.
Note on H22: Andreas Blutke: Source: Belgium Paper & Website for Glass Recycling (20% saving)
Note on I20: Andreas Blutke: less than 200 ml for a bottle (600 g)
Note on I22: Andreas Blutke: Mehrweg Flasche (Multi-usage for bottles); No energy usage for transportation

## Bottling Plant
Information on Bottling Plant
Bottling Plant
|  |  | Bottling Content Capacity | ton / yr | 20160
|  | Inputs |  | ton / hr | 2.3014
|  |  | Total Volume (Beverages, etc.) | ton / ton glass | 1.1667
|  |  |  | ton / yr | 20160
|  |  | Material 1 (Glass) | ton / ton capac. | 0.85714
|  |  |  | ton / yr | 17280
|  |  | Material 2 (TBD) | ton / ton capac. | 0
|  |  |  | ton / yr | 0
|  |  | Water (clean) | ton / ton capac. | 0.2
|  |  |  | ton / yr | 4032
|  |  | Specific Energy Usage | MW / ton pr. | 0.5
|  |  | Energy Usage | MW / yr | 10080 | 10080
|  |  | Operation | hrs / yr | 8760
|  |  |  | MW / hr | 1.1507 | 1.1507
Type of Energy
|  |  |  | NG | 5%
|  |  |  | Electricity | 95%
|  |  |  | Oil / Gasoline | 0%
Usage of Energy
|  |  |  | NG | 0.057534 | 0.057534
|  |  |  | Electricity | 1.0932 | 1.0932
|  |  |  | Oil / Gasoline | 0 | 0
Use of STEAM
|  |  | Steam (LQ)/Heat Demand | MWh / hr | 0 | 0
|  |  | Steam (HQ) Demand | MWh / hr | 0 | 0
|  |  | Steam (LQ)/Heat Production | MWh / hr | 0 | 0
|  |  | Steam (HQ) Production | MWh / hr | 0 | 0
Waste Generation (in Production)
|  |  | Waste Ratio 1 | ton / ton capac. | 0.05
|  |  | Waste Production (Recyclable TBD) | ton / yr | 1008 | 1008
|  |  | Waste Ratio 2 | ton / ton capac. | 0.05
|  |  | Waste Production (Non-Fuel Waste TBD) | ton / yr | 1008 | 1008
|  |  | Waste Ratio 3 | ton / ton capac. | 0.04
|  |  | Waste Production (Fuel Waste TBD) | ton / yr | 806.4 | 806.4
|  |  | Waste Water Ratio | ton / ton capac. | 5.1
|  |  | Waste Water | ton / yr | 102816 | 102816
|  |  | Consumption of bottled Products in Community |  | 85%
|  |  |  | ton / yr | 17136
|  |  | Export of Bottled Products | ton / yr | 3024
|  |  | Export of Bottled Products incl. Glass | ton / yr | 5616
Staffing Requirements
|  |  | Staffing Category 1 | (e.g., Engineering) | 6
|  |  | Staffing Category 2 | (e.g., Technical) | 40
|  |  | Staffing Category 3 | (e.g., Man'mt, Admin) | 15
|  |  | Staffing Category 4 | (other) | 20
|  |  |  | Total Staff | 81
Note on B4: Andreas Blutke: fill-up, packaging, etc.
Note on D5: Andreas Blutke: refers to the content only
Note on G7: Andreas Blutke: average bottle: 700 ml and 600 gr glass

## Aluminum Production
Information on Aluminum Production
Aluminum Plant (incl. Recycling)
|  | Production (total) | ton / yr | 12000
|  | Ratio new/recycling | ton / ton | 84.97%
|  | Weight of an Al can | kg / can | 0.0136 | 0.34
|  | No. of cans produced | can / yr | 882352941.1765
|  |  |  | New Production | Recycling
|  |  | ton / yr | 5512.5 | 6487.5
54.06%
|  | Material 1 (Alumina) | ton / ton pr. | 1.94 | 0
|  |  | ton / yr | 10694.25 | 0 | 10694.25
|  | Material 2 (Hard Pitch) | ton / ton pr. | 0.141 | 0
|  |  | ton / yr | 777.2625 | 0 | 777.2625
|  | Material 3 (Pet Coke) | ton / ton pr. | 0.364 | 0
|  |  | ton / yr | 2006.55 | 0 | 2006.55
|  | Water (clean) | ton / ton pr. | 0 | 0
|  |  | ton / yr | 0 | 0
|  | Specific Energy Usage | MW / ton pr. | 14.1053 | 1.9
|  | Energy Usage | MW / yr | 77755.2632 | 12326.25 | 90081.5132
|  | Operation | Hrs / Yr | 8760 | 8760 | 8760
|  |  | MW / hr | 8.8762 | 1.4071 | 10.2833
Type of Energy
|  |  | NG | 3% | 3%
|  |  | Electricity | 95% | 95%
|  |  | Oil / Gasoline | 2% | 2%
Usage of Energy
|  |  | NG | 0.26629 | 0.042213 | 0.3085
|  |  | Electricity | 8.4324 | 1.3368 | 9.7691
|  |  | Oil / Gasoline | 0.17752 | 0.028142 | 0.20567
Use of STEAM
|  | Steam (LQ)/Heat Demand | MWh / hr | 0 | 0 | 0
|  | Steam (HQ) Demand | MWh / hr | 0 | 0 | 0
|  | Steam (LQ)/Heat Production | MWh / hr | 0 | 0 | 0
|  | Steam (HQ) Production | MWh / hr | 0 | 0 | 0
Waste Generation (in Processing)
|  | Waste Ratio 1 | ton / ton pr. | 0.2 | 0.2
|  | Waste Production (Recyclable TBD) | ton / yr | 1102.5 | 1297.5 | 2400
|  | Waste Ratio 2 | ton / ton pr. | 0.2 | 0.1
|  | Waste Production (Non-Fuel Waste TBD) | ton / yr | 1102.5 | 648.75 | 1751.25
|  | Waste Ratio 3 | ton / ton pr. | 0.1 | 0.05
|  | Waste Production (Fuel Waste TBD) | ton / yr | 551.25 | 324.375 | 875.625
|  | Waste Water Ratio | ton / ton pr. | 1.5 | 1
|  | Waste Water | ton / yr | 8268.75 | 6487.5 | 14756.25
|  | Consumption within Community |  | 85%
|  |  | ton / yr | 10200
|  | Export of Aluminum Products | ton / yr | 1800
Staffing Requirements
|  | Staffing Category 1 | (e.g., Engineering) | 5
|  | Staffing Category 2 | (e.g., Technical) | 50
|  | Staffing Category 3 | (e.g., Man'mt, Admin) | 10
|  | Staffing Category 4 | (other) | 20
|  |  | Total Staff | 85
Note on D53: Andreas Blutke: not including frames for solar systems
Note on G5: Andreas Blutke: Source: Recycling Facts, The Aluminum Association, Inc.: "392 cans per person-yr" "it takes 60 days for a can to go thru the recycle process" calculated: ~26,3 gram / aluminum can
Note on G13: Andreas Blutke: 4 to 5 tons (bauxite???) / ton alu Source: World Aluminum Organisation 1.94 ton alumina / ton aluminum Source: Goldendale
Note on G15: Andreas: Source: Goldendale
Note on G17: Andreas: Source: Goldendale
Note on G23: Andreas Blutke: Source: International Aluminum Institute (IAI), (2003): 13.4 kWh/kg aluminum (energy used in the smelter process, which produces aluminum ingot) (in comparison to 36.1 to 41.7 kWh/kg primary energy, which is all eneryg from bauxite extraction to aluminum ingot)) Source: United Nations Report - World Energy Assessment (2000 ?): 13.20 kWh/kg (by applying improved technology) see: http://www.undp.org/seed/eap/activities/wea/drafts-frame.html, page 192 Source: Goldendale Aluminum: 13.79 kWh/kg aluminum ( primary smelter operation), 2003 Source: World Aluminum Association (WAA): 15.7 kWh/kg (primary smelter) Source: ECN: average worldwide (primary smelters): 15.95 kWh/kg, 2001
Note on H10: Andreas Blutke: from Domiciles and small businesses
Note on H23: Andreas Blutke: Source IAI (Intern Alum Inst, 2003): 5% of primary energy 5% of 36.1 to 41.7 kWh/kg aluminum ingot equals: 1.8 to 2.1 kWh/kg. Source Alum. Assoc: 5 - 8 % of primary energy Source ECN: 5 - 10% of primary energy IAI: Primary Energy = all energy relevant from bauxite extraction to aluminum ingot (not the end product), but including associated transportation of the alumina

## Cement Plant
Information on Cement Plant
Cement Plant
|  | Production (of Portland Cement) | ton / yr | 4150.125
Inputs
|  | Material 1 (Clay) | ton / ton pr. | 0.8
|  |  | ton / yr | 3320.1
|  | Material 2 (Limestone) | ton / ton pr. | 0.3
|  |  | ton / yr | 1245.0375
|  | Material 3 (Coal, Coke) | ton / ton pr. | 0.075
|  |  | ton / yr | 311.2594
|  | Material 4 (Gypsum) | ton / ton pr. | 0.05
|  |  | ton / yr | 207.5062
|  | Water (clean) | ton / ton pr. | 0.45
|  |  | ton / yr | 1867.5563
|  | Specific Energy Usage | MW / ton pr. | 0.3
|  | Energy Usage | MW / yr | 1245.0375 | 1245.0375
|  | Operation | hrs / yr | 2080
|  |  | MW / hr | 0.59858 | 0.59858
Type of Energy
|  |  | NG | 5.5%
|  |  | Electricity | 25%
|  |  | Oil / Gasoline | 69.5%
Usage of Energy
|  |  | NG | 0.032922 | 0.032922
|  |  | Electricity | 0.14964 | 0.14964
|  |  | Oil / Gasoline | 0.41601 | 0.41601
Use of STEAM
|  | Steam (LQ)/Heat Demand | MWh / hr | 0 | 0
|  | Steam (HQ) Demand | MWh / hr | 0 | 0
|  | Steam (LQ)/Heat Production | MWh / hr | 0 | 0
|  | Steam (HQ) Production | MWh / hr | 0 | 0
Waste Generation (in Production)
|  | Waste Ratio 1 | ton / ton pr. | 0
|  | Waste Production (Recyclable TBD) | ton / yr | 0 | 0
|  | Waste Ratio 2 | ton / ton pr. | 0
|  | Waste Production (Non-Fuel Waste TBD) | ton / yr | 0 | 0
|  | Waste Ratio 3 | ton / ton pr. | 0
|  | Waste Production (Fuel Waste TBD) | ton / yr | 0 | 0
|  | Waste Water Ratio | ton / ton pr. | 0.15
|  | Waste Water | ton / yr | 622.5187 | 622.5187
|  | Cement used in Concrete Production |  | 80%
|  |  | ton / yr | 3320.1
|  | Export of Cement Products | ton / yr | 830.025
Staffing Requirements
|  | Staffing Category 1 | (e.g., Engineering) | 5
|  | Staffing Category 2 | (e.g., Technical) | 25
|  | Staffing Category 3 | (e.g., Man'mt, Admin) | 10
|  | Staffing Category 4 | (other) | 15
|  |  | Total Staff | 55
Note on B4: Andreas Blutke: Source: Belgium paper
Note on D17: Andreas Blutke: Selected Process: Dry Process with Pre-calciner
Note on G5: Andreas Blutke: This value includes the amount required for concrete production and cement for export
Note on G17: Andreas Blutke: Coke and coal are not included, because they are part of the materials inputs
Note on G19: Andreas: Source: National Ready Mixed Concrete Association: 40 hr / wk operation

## Concrete Plant
Information on Concrete Plant
Concrete Plant
|  | Production (of Ready Mixed Concrete) | ton / yr | 55800
Inputs
|  | Material 1 (Cement) | ton / ton pr. | 0.0595
|  |  | ton / yr | 3320.1
|  | Material 2 (Sand) | ton / ton pr. | 1.1324
|  |  | ton / yr | 63187.92
|  | Material 3 (Aggregate (Stone)) | ton / ton pr. | 0.4
|  |  | ton / yr | 22320
|  | Material 4 | ton / ton pr. | 0
|  |  | ton / yr | 0
|  | Water (clean) | ton / ton pr. | 0.18
|  |  | ton / yr | 10044
|  | Specific Energy Usage | MW / ton pr. | 0.3
|  | Energy Usage | MW / yr | 16740 | 16740
|  | Operation | hrs / yr | 2080
|  |  | MW / hr | 8.0481 | 8.0481
Type of Energy
|  |  | NG | 5.5%
|  |  | Electricity | 25%
|  |  | Oil / Gasoline | 69.5%
Usage of Energy
|  |  | NG | 0.44264 | 0.44264
|  |  | Electricity | 2.012 | 2.012
|  |  | Oil / Gasoline | 5.5934 | 5.5934
Use of STEAM
|  | Steam (LQ)/Heat Demand | MWh / hr | 0 | 0
|  | Steam (HQ) Demand | MWh / hr | 0 | 0
|  | Steam (LQ)/Heat Production | MWh / hr | 0 | 0
|  | Steam (HQ) Production | MWh / hr | 0 | 0
Waste Generation (in Production)
|  | Waste Ratio 1 | ton / ton pr. | 0
|  | Waste Production (Recyclable TBD) | ton / yr | 0 | 0
|  | Waste Ratio 2 | ton / ton pr. | 0
|  | Waste Production (Non-Fuel Waste TBD) | ton / yr | 0 | 0
|  | Waste Ratio 3 | ton / ton pr. | 0
|  | Waste Production (Fuel Waste TBD) | ton / yr | 0 | 0
|  | Waste Water Ratio | ton / ton pr. | 0.15
|  | Waste Water | ton / yr | 8370 | 8370
|  | Cement used in Construction |  | 80%
|  |  | ton / yr | 44640
|  | Export of Cement Products | ton / yr | 11160
Staffing Requirements
|  | Staffing Category 1 | (e.g., Engineering) | 5
|  | Staffing Category 2 | (e.g., Technical) | 50
|  | Staffing Category 3 | (e.g., Man'mt, Admin) | 10
|  | Staffing Category 4 | (other) | 10
|  |  | Total Staff | 75
Note on B4: Andreas Blutke: Source: National Ready Mixed Concrete Association
Note on G5: Andreas Blutke: typical cement consumption in Belgium: 558 kg / person-yr National Ready Mixed Concrete Association: 115,000 ton/yr average concrete plant in US
Note on G19: Andreas: Source: National Ready Mixed Concrete Association: 40 hr / wk operation

## Construction
Information on Construction
Construction Activities
|  | Production (new buildings, roads, bridges, etc.) | ton / yr | 155907.5
Inputs
|  | Material 1 (Concrete) | ton / yr | 55800
|  | Material 2 (Wood) | ton / yr | 8407.5
|  | Material 3 (Steel) | ton / ton cement | 1.1
|  |  | ton / yr | 61380
Material 4 (Gravel and Sand)
|  |  | ton / yr | 10000
Material 5 (Glas)
|  |  | ton / yr | 4320
|  | Material 6 (Lime) | ton / ton cement | 0.28674
|  |  | ton / yr | 16000
|  | Water (clean) | ton / ton cement | 2
|  |  | ton / yr | 111600
|  | Specific Energy Usage | MW / ton pr. | 0.04
|  | Energy Usage | MW / yr | 6236.3 | 6236.3
|  | Operation | hrs / yr | 2250
|  |  | MW / hr | 2.7717 | 2.7717
Type of Energy
|  |  | NG | 0%
|  |  | Electricity | 20%
|  |  | Oil / Gasoline | 80%
Usage of Energy
|  |  | NG | 0 | 0
|  |  | Electricity | 0.55434 | 0.55434
|  |  | Oil / Gasoline | 2.2174 | 2.2174
Use of STEAM
|  | Steam (LQ)/Heat Demand | MWh / hr | 0 | 0
|  | Steam (HQ) Demand | MWh / hr | 0 | 0
|  | Steam (LQ)/Heat Production | MWh / hr | 0 | 0
|  | Steam (HQ) Production | MWh / hr | 0 | 0
Waste Generation (in Production)
|  | Waste Ratio 1 | ton / ton pr. | 0.05
|  | Waste Production (Recyclable TBD) | ton / yr | 7795.375 | 7795.375
|  | Waste Ratio 2 | ton / ton pr. | 0.12
|  | Waste Production (Non-Fuel Waste TBD) | ton / yr | 18708.9 | 18708.9
|  | Waste Ratio 3 | ton / ton pr. | 0.1
|  | Waste Production (Fuel Waste TBD) | ton / yr | 15590.75 | 15590.75
|  | Waste Water Ratio | ton / ton pr. | 0.25
|  | Waste Water | ton / yr | 38976.875 | 38976.875
|  | Construction within Community |  | 60%
|  |  | ton / yr | 93544.5 | 93544.5
|  | Export (Construction outside Community) | ton / yr | 62363 | 62363
Staffing Requirements
|  | Staffing Category 1 | (e.g., Engineering) | 50
|  | Staffing Category 2 | (e.g., Technical) | 250
|  | Staffing Category 3 | (e.g., Man'mt, Admin) | 50
|  | Staffing Category 4 | (other) | 150
|  |  | Total Staff | 500

## Manufacturing. & Assembly
Information on Manufacturing & Assembly Plant
Manufacturing & Assembly Plant
|  |  | Production Capacity | ton / yr | 10000
Inputs
|  |  | Material 1 (TBD) | ton / ton pr. | 0.6
|  |  |  | ton / yr | 3307.5
|  |  | Material 1 (TBD) | ton / ton capac. | 0.3
|  |  |  | ton / yr | 992.25
|  |  | Material 2 (TBD) | ton / ton capac. | 0.1
|  |  |  | ton / yr | 330.75
|  |  | Water (clean) | ton / ton capac. | 2
|  |  |  | ton / yr | 6615
|  |  | Specific Energy Usage | MW / ton pr. | 0.25
|  |  | Energy Usage | MW / yr | 2500 | 2500
|  |  | Operation | Hrs / Yr | 2250 | 2250
|  |  |  | MW / hr | 1.1111 | 1.1111
Type of Energy
|  |  |  | NG | 10%
|  |  |  | Electricity | 80%
|  |  |  | Oil / Gasoline | 10%
Usage of Energy
|  |  |  | NG | 0.11111 | 0.11111
|  |  |  | Electricity | 0.88889 | 0.88889
|  |  |  | Oil / Gasoline | 0.11111 | 0.11111
Use of STEAM
|  |  | Steam (LQ)/Heat Demand | MWh / ton | 1
|  |  |  | MWh / hr | 4.4444 | 4.4444
|  |  | Steam (HQ) Demand | MWh / ton | 2
|  |  |  | MWh / hr | 8.8889 | 8.8889
|  |  | Steam (LQ)/Heat Production | MWh / ton | 0
|  |  |  | MWh / hr | 0 | 0
|  |  | Steam (HQ) Production | MWh / ton | 0
|  |  |  | MWh / hr | 0 | 0
Waste Generation (in Manuf. & Assembly)
|  |  | Waste Ratio 1 | ton / ton capac. | 0.1
|  |  | Waste Production (Recyclable TBD) | ton / yr | 1000 | 1000
|  |  | Waste Ratio 2 | ton / ton capac. | 0.05
|  |  | Waste Production (Non-Fuel Waste TBD) | ton / yr | 500 | 500
|  |  | Waste Ratio 3 | ton / ton capac. | 0.04
|  |  | Waste Production (Fuel Waste TBD) | ton / yr | 400 | 400
|  |  | Waste Water Ratio | ton / ton capac. | 5.1
|  |  | Waste Water | ton / yr | 51000 | 51000
|  |  | Goods used in Community |  | 75%
|  |  | Goods used in Community | ton / yr | 7500
|  |  | Export of manufactured Goods | ton / yr | 2500
Staffing Requirements
|  |  | Staffing Category 1 | (e.g., Engineering) | 15
|  |  | Staffing Category 2 | (e.g., Technical) | 100
|  |  | Staffing Category 3 | (e.g., Man'mt, Admin) | 20
|  |  | Staffing Category 4 | (other) | 25
|  |  |  | Total Staff | 160
Note on G11: Andreas Blutke: not linked yet
Note on G13: Andreas Blutke: not linked yet

## Lime Plant
Information on Lime Plant
Lime Plant
|  | Production | ton / yr | 20000
Inputs
|  | Material 1 (Limestone) | ton / ton pr. | 1.8
|  |  | ton / yr | 36000
|  | Material 2 (Coke) | ton / ton pr. | 0.119
|  |  | ton / yr | 2380
|  | Material 3 (Coal) | ton / ton pr. | 0.003
|  |  | ton / yr | 60
|  | Water (clean) | ton / ton pr. | 0.75
|  |  | ton / yr | 15000
|  | Specific Energy Usage | MW / ton pr. | 0.7
|  | Energy Usage | MW / yr | 14000 | 14000
|  | Operation | hrs / yr | 2700
|  |  | MW / hr | 5.1852 | 5.1852
Type of Energy
|  |  | NG | 87%
|  |  | Electricity | 9%
|  |  | Oil / Gasoline | 4%
Usage of Energy
|  |  | NG | 4.5111 | 4.5111
|  |  | Electricity | 0.46667 | 0.46667
|  |  | Oil / Gasoline | 0.20741 | 0.20741
Use of STEAM
|  | Steam (LQ)/Heat Demand | MWh / ton | 1
|  |  | MWh / hr | 7.4074 | 7.4074
|  | Steam (HQ) Demand | MWh / ton | 2
|  |  | MWh / hr | 14.8148 | 14.8148
|  | Steam (LQ)/Heat Production | MWh / ton | 0
|  |  | MWh / hr | 0 | 0
|  | Steam (HQ) Production | MWh / ton | 0
|  |  | MWh / hr | 0 | 0
Waste Generation (in Production)
|  | Waste Ratio 1 | ton / ton pr. | 0
|  | Waste Production (Recyclable TBD) | ton / yr | 0 | 0
|  | Waste Ratio 2 | ton / ton pr. | 0.1
|  | Waste Production (Non-Fuel Waste TBD) | ton / yr | 2000 | 2000
|  | Waste Ratio 3 | ton / ton pr. | 0.1
|  | Waste Production (Fuel Waste TBD) | ton / yr | 2000 | 2000
|  | Waste Water Ratio | ton / ton pr. | 1
|  | Waste Water | ton / yr | 20000 | 20000
|  | Lime used in Community |  | 80%
|  |  | ton / yr | 16000
|  | Export of lime Products | ton / yr | 4000
Staffing Requirements
|  | Staffing Category 1 | (e.g., Engineering) | 4
|  | Staffing Category 2 | (e.g., Technical) | 24
|  | Staffing Category 3 | (e.g., Man'mt, Admin) | 8
|  | Staffing Category 4 | (other) | 12
|  |  | Total Staff | 48
Note on B4: Andreas Blutke: Source: Belgium Paper
Note on G7: Andreas Blutke: Range of 1.4 to 2.2
Note on G15: Andreas Blutke: Coke and coal are not included, because they are part of the materials inputs

## Textile Production
Information on Textile Production Plant
(Under construction)
Textile Plant
|  |  | Production | ton / yr | 2000
| Inputs |  |  | ton / hr | 0.88889
|  |  | Material 1 (TBD) | ton / ton pr. | 3
|  |  |  | ton / yr | 6000
|  |  | Material 2 (TBD) | ton / ton pr. | 2
|  |  |  | ton / yr | 4000
|  |  | Material 3 (TBD) | ton / ton pr. | 1
|  |  |  | ton / yr | 2000
|  |  | Water (clean) | ton / ton pr. | 100
|  |  |  | ton / yr | 200000
|  |  | Specific Energy Usage | MW / ton pr. | 1
|  |  | Energy Usage | MW / yr | 2000 | 2000
|  |  | Operation | hrs / yr | 2250
|  |  |  | MW / hr | 0.88889 | 0.88889
Type of Energy
|  |  |  | NG | 5%
|  |  |  | Electricity | 90%
|  |  |  | Oil / Gasoline | 5%
|  |  | Usage of Energy | MW / hr
|  |  |  | NG | 0.044444 | 0.044444
|  |  |  | Electricity | 0.8 | 0.8
|  |  |  | Oil / Gasoline | 0.044444 | 0.044444
Use of STEAM
|  |  | Steam (LQ)/Heat Demand | MWh / ton | 2
|  |  |  | MWh / hr | 1.7778 | 1.7778
|  |  | Steam (HQ) Demand | MWh / ton | 3
|  |  |  | MWh / hr | 2.6667 | 2.6667
|  |  | Steam (LQ)/Heat Production | MWh / ton | 0
|  |  |  | MWh / hr | 0 | 0
|  |  | Steam (HQ) Production | MWh / ton | 0
|  |  |  | MWh / hr | 0 | 0
Waste Generation (in Production)
|  |  | Waste Ratio 1 | ton / ton pr. | 0
|  |  | Waste Production (Recyclable TBD) | ton / yr | 0 | 0
|  |  | Waste Ratio 2 | ton / ton pr. | 1.5%
|  |  | Waste Production (Non-Fuel Waste TBD) | ton / yr | 30 | 30
|  |  | Waste Ratio 3 | ton / ton pr. | 5%
|  |  | Waste Production (Fuel Waste TBD) | ton / yr | 100 | 100
|  |  | Waste Water Ratio | ton / ton pr. | 1
|  |  | Waste Water | ton / yr | 2000 | 2000
|  |  | Textil used in Community |  | 50%
|  |  |  | ton / yr | 1000
|  |  | Export of Textile Products | ton / yr | 1000
Staffing Requirements
|  |  | Staffing Category 1 | (e.g., Engineering) | 8
|  |  | Staffing Category 2 | (e.g., Technical) | 40
|  |  | Staffing Category 3 | (e.g., Man'mt, Admin) | 8
|  |  | Staffing Category 4 | (other) | 20
|  |  |  | Total Staff | 76

## Solar System Production
Information on Solar Systems Production
|  |  | Production (new on-line capacity) | MW online / yr | 5
|  |  | Solar Energy | kWh / m2-day | 5
|  |  | Solar Cell Efficiency |  | 14.5%
|  |  | Area required for 1 kWh/h (on-line, 24 averaged) | m2 | 33.1034
|  |  | Production of Solar Cells | m2 / yr | 165517.2414
Inputs
|  |  | Material 1 (raw Silica SiO2) | ton / MW inst. | 1000
|  |  |  | ton Si / yr | 5000
|  |  | Material 2 (Glass - Covers) | ton / MW inst. | 20
|  |  |  | ton / yr | 100
|  |  | Material 3 (Aluminum - Frames) | ton / MW inst. | 30
|  |  |  | ton / yr | 150
|  |  | Material 4 (Char-coal) | ton / MW inst. | 30
|  |  |  | ton / yr | 150
|  |  | Water (clean) | ton / MW inst. | 20
|  |  |  | ton / yr | 100
|  |  | Specific Energy Usage | MW / MW inst. | 26280
|  |  | Energy Usage | MW / yr | 131400 | 131400
|  |  | Operation | hrs / yr | 8760
|  |  |  | MW / hr | 15 | 15
Type of Energy
|  |  |  | NG | 5%
|  |  |  | Electricity | 95%
|  |  |  | Oil / Gasoline | 0%
Usage of Energy
|  |  |  | NG | 0.75 | 0.75
|  |  |  | Electricity | 14.25 | 14.25
|  |  |  | Oil / Gasoline | 0 | 0
Use of STEAM
|  |  | Steam (LQ)/Heat Demand | MWh / MWh online cap. - hr | 3 | 15
|  |  | Steam (HQ) Demand | MWh / MWh online cap. - hr | 2 | 10
|  |  | Steam (LQ)/Heat Production | MWh / MWh online cap. - hr | 0 | 0
|  |  | Steam (HQ) Production | MWh / MWh online cap. - hr | 0 | 0
Waste Generation (in Processing)
|  |  | Waste Ratio 1 | ton w./ MW (pr.) | 3
|  |  | Waste Production (Recyclable TBD Silicon, Metal) | ton / yr | 15 | 15
|  |  | Waste Ratio 2 | ton w./ MW (pr.) | 1
|  |  | Waste Production (Non-Fuel Waste TBD) | ton / yr | 5 | 5
|  |  | Waste Ratio 3 | ton w./ MW (pr.) | 0.5
|  |  | Waste Production (Fuel Waste TBD) | ton / yr | 2.5 | 2.5
|  |  | Waste Water Ratio | ton w./ MW (pr.) | 1000
|  |  | Waste Water | ton / yr | 5000 | 5000
|  |  | Consumption of Solar Installations in Community |  | 10%
|  |  |  | MW capacity online / yr | 0.5
|  |  | Export of Solar Systems | MW capacity online / yr | 4.5
Staffing Requirements
| Staffing Category 1 | Advanced Degree Position |  | (Engineer, Physicists, etc.) | 30
| Staffing Category 2 | Base Degree Position |  | (Technician, Specialists) | 120
| Staffing Category 3 | Organization & Administration |  | (Mangmt, Staff, Finance, etc.) | 15
| Staffing Category 4 | Lower/No Degree's Position |  | (Labor, Support, etc.) | 40
|  |  |  | Total Staff | 205
Note on D3: Andreas Blutke: complete solar systems for turnkey installation Solar cell type: Poly-crystalline Si cells
Note on D10: Andreas:
Note on E20: Andreas Blutke: 32,000 cells @ 31.25 Watt/cell and 15% of 5kWh/day average; It takes 3-7 years of operation to recover the production energy needed
Note on G3: Andreas Blutke: World PV Production in 2000: ~ 288 MW online capacity; of which 258 MW in form of crystalline silicon. 90% for computer applications; lower grade silicon used for PV cells for el. power production. Total PV online capacity in 2000: about 800 MW
Note on G20: Andreas Blutke: This also includes the energy needed for the aluminum frame production, etc. Source: Solarenergie-Foerderverein e.V. , Aachen, Germany

## Wind Energy Systems
Information on Wind Energy Systems Production
INSTALLATION OF WIND SYSTEMS IN CITY
|  |  | Windfarm Capacity in City | MW online | 100
|  |  | Actual Production (% of maximum theoretical) |  | 38%
|  |  | Electric Power generated by Wind Farm | MWh / year | 332880
|  |  |  | MWh / h | 38
PRODUCTION OF NEW WIND SYSTEMS (e.g., for export)
|  |  | Production (new on-line capacity) | MW online capacity / yr | 50
Inputs
|  |  | Material 1 (Steel) | ton / MW capacity | 95
|  |  |  | ton Steel / yr | 4750
|  |  | Material 2 (Reinforced polyester/epoxy) | ton / MW cap. | 7.5
|  |  |  | ton / yr | 375
|  |  | Material 3 (Copper) | ton / MW cap. | 5
|  |  |  | ton / yr | 250
|  |  | Material 4 (Aluminum) | ton / MW cap. | 0.5
|  |  |  | ton / yr | 25
|  |  | Water (clean) | ton / MW cap. | 1000
|  |  |  | ton / yr | 50000
|  |  | Specific Energy Usage | MW / MW cap. | 879.6296
| Energy Usage |  | Energy Usage | MW / yr | 43981.4815 | 43981.4815
|  |  | Operation | hrs / yr | 2250
|  |  |  | MW / hr | 19.5473 | 19.5473
Type of Energy
|  |  |  | NG | 15%
|  |  |  | Electricity | 80%
|  |  |  | Oil / Gasoline | 5%
Usage of Energy
|  |  |  | NG | 2.9321 | 2.9321
|  |  |  | Electricity | 15.6379 | 15.6379
|  |  |  | Oil / Gasoline | 0.97737 | 0.97737
| Steam Usage |  | Use of STEAM
|  |  | Steam (LQ)/Heat Demand | MWh / MWh cap. - hr | 0.5 | 25 | MWh/h
|  |  | Steam (HQ) Demand | MWh / MWh cap. - hr | 0.3 | 15 | MWh/h
|  |  | Steam (LQ)/Heat Production | MWh / MWh cap. - hr | 0 | 0 | MWh/h
|  |  | Steam (HQ) Production | MWh / MWh cap. - hr | 0 | 0 | MWh/h
Waste Generation (in Processing)
|  |  | Waste Ratio 1 | ton w./ MW (pr.) | 3
|  |  | Waste Production (Recyclable Steel & other metal) | ton / yr | 150 | 150
|  |  | Waste Ratio 2 | ton w./ MW (pr.) | 1
|  |  | Waste Production (Non-Fuel Waste TBD) | ton / yr | 50 | 50
|  |  | Waste Ratio 3 | ton w./ MW (pr.) | 0.5
|  |  | Waste Production (Fuel Waste TBD) | ton / yr | 25 | 25
|  |  | Waste Water Ratio | ton w./ MW (pr.) | 50
|  |  | Waste Water | ton / yr | 2500 | 2500
|  |  | Installation in Community |  | 10%
|  |  | New Installations in City per year | MW capacity / yr | 5
|  |  | Export of Wind Power Systems | MW capacity / yr | 90
Staffing Requirements
| Staffing Category 1 | Advanced Degree Position |  | (Engineer, Physicists, etc.) | 15 | 15%
| Staffing Category 2 | Base Degree Position |  | (Technician, Specialists) | 50 | 50%
| Staffing Category 3 | Organization & Administration |  | (Mangmt, Staff, Finance, etc.) | 10 | 10%
| Staffing Category 4 | Lower/No Degree's Position |  | (Labor, Support, etc.) | 25 | 25%
|  |  |  | Total Staff | 100
Note on D5: Andreas Blutke: Obviously, the specific location dictates the feasibility of wind energy systems.
Note on D12: Andreas Blutke: Complete wind converter systems for turnkey installation Materials information from Danish Wind Turbine Manufacturing Association for typical 600 kWh system
Note on G5: Andreas Blutke: 1 MW installed can supply electric power of about 1,000 households at 9 to 10 kWe usage per day
Note on G6: Andreas Blutke: the size of wind systems are typically chosen such that an average production per year equals 30% to 45% of the theoretical max. capacity. Since wind doesn't exist continuously at the same speed, a good value to choose for actual production is: 33 to 40%.
Note on G12: Andreas Blutke: 1 MW installed can supply electric power of about 1,000 households at 9 to 10 kWe usage per day
Note on G14: Andreas Blutke: Source: [57]
Note on G16: Andreas Blutke: Source: [57]
Note on G18: Andreas Blutke: Source: [57]
Note on G20: Andreas Blutke: Source: [57]
Note on G24: Andreas Blutke: Source [57] provides information on direct and indirect global energy use. The energy value in this report of 1.9 TJ may be too high if some components are not manufactured within the city limits.

## Transportation
Information on Electric Transportation Systems
Electric Transportation Systems |  | People / 1 System | # systems |  | Motor Size | Number of | Power Usage | Average | Power | Total Hr/day
Area of Use |  |  | in Community |  | kW | Motors | Hr / day | Power Use | kWh / day | Usage
Private / Communal Vehicles |  | 1000 | 100 |  | 35 | 1 | 5 | 30% | 5250 | 500
Taxi |  | 1250 | 80 |  | 35 | 1 | 7 | 30% | 5880 | 560 | 93.3333
Emergency Vehicles |  | 1500 | 66.6667 |  | 50 | 1 | 2 | 45% | 3000 | 133.3333 | 22.2222
Commuter/Transit Buses |  | 1000 | 80 |  | 35 | 2 | 12 | 35% | 23520 | 960 | 160
Commercial / Industrial Vehicles |  | 600 | 166.6667 |  | 35 | 2 | 6 | 35% | 24500 | 1000 | 166.6667
Person transportation belt systems |  | 1000 | 100 |  | 35 | 5 | 20 | 25% | 87500 | 2000
Elevator systems |  | n/a | 3133.4524 |  | 20 | 2 | 3 | 50% | 188007.1429 | 9400.3571
Load transportation belt systems |  | 1000 | 100 |  | 50 | 2 | 21 | 25% | 52500 | 2100
Total | [6 empty] | kWh / day |  | 390157.1429 | 16653.6905
[7 empty] | MWh / hr |  | 16.2565 | 2653.3333 | 442.2222
Private Electric Vehicles |  |  | 2 |  | People / Vehicle
Commuter/Transit Buses |  |  | 40 |  | People / Bus | 153600 | People Served / day
|  |  | 15 |  | Trip Duration (min) | Transport people to/from work and from business to business during work
Industrial Vehicles |  |  | 3 |  | Shifts / day
|  |  | 33.3333 |  | Vehicles / Shift
Main Function : transport products between plants and to export points.
Battery Recharging |  |  | 24 |  | Hours / day
(preferably off-peak) |  |  | 8760 |  | Hours / Yr
|  |  | 16.2565 |  | MW-hr / hr capacity required during recharging
Staffing Requirements |  | Driver / Vehicle-Shift | No. of Shifts in 24hr/day | Aver. Staffing over all Shifts | No. of Vehicles/Systems in Usage | Drivers | Support Staff (Mgmt/ Maint./ Admin.) | Transporta-tion Personnel
Taxi |  | 1 | 4 | 75% | 80 | 240 | 12 | 252
Emergency |  | 1 | 4 | 75% | 66.6667 | 200 | 10 | 210
Commuter/Transit Buses |  | 1 | 4 | 75% | 80 | 240 | 12 | 252
Commercial / Industrial Vehicles |  | 1 | 1 | 65% | 166.6667 | 108.3333 | 24 | 132.3333
Person transportation belt systems |  | n/a | n/a | n/a | 100 | n/a | 8 | 8
Elevator systems |  | n/a | n/a | n/a | 3133.4524 | n/a | 48 | 48
Load transportation belt systems |  | n/a | n/a | n/a | 100 | n/a | 8 | 8
[6 empty] | 788.3333 | 122 | 910.3333
Notes: | 1 | All transportation systems of "inside city limits" only. Individuals may have private or communal vehicles parked at the city limits. According storage facilities would be required.
| 2 | All transportation systems are "electrical" and don't have any combustion engines. In principle, fuel cell driven engines could be included, if propelled by hydrogen, syngas (H2/CO) fuel, or methanol produced from syngas that is generated within the community. This option needs to be explored further to see whether a change in technology results in overall higher use of fuel value.
| 3 | The planning for extensive public electric transportation belt systems for persons and goods combined with (above-ground) public transportation reduces the needs for individual transportation within city limits.
| 4 | Industry- and agriculture-related mashinery and heavy duty vehicles are not listed
5
Note on D30: Andreas Blutke: charging of batteries at any station where transportation vehicle would stop for a longer period of time
Note on D38: Andreas: Not all shifts have equal staffing (e.g., at night staffing is lower)
Note on D39: Andreas: Not all shifts have equal staffing (e.g., at night staffing is lower)
Note on D40: Andreas: Not all shifts have equal staffing (e.g., at night staffing is lower)
Note on E41: Andreas: not all vehicles used at all times
Note on K4: Andreas: during 24 hr/day